## READ ME
San Diego Storm Water Benefits Calculator (SD-SWBC)
This tool is used to quantify the water supply, flood management, and environmental benefits of a storm water project. | Read these instructions before using the SB-SWBC:
Users input information into the 4 tabs colored RED.
Only input information into the boxes colored GRAY.
Specifically, the SD-SWBC will calculate the following benefits: | Each tab will generate results for the specified benefit.
·Annual volume beneficially used for irrigation (WS-2) | See the Documentation tab for required user inputs.
·Water demand offsets from landscape modification (WS-2a)
·Annual volume infiltrated into groundwater basin currently in use (WS-3) | Notes:
·Annual volume infiltrated into groundwater basin not currently in use (WS-4) | The WS-2, WS-3, & WS-4 tab is independent of other tabs in this calculator. For benefits WS-2, WS-3, and WS-4, only this tab requires completion.
·Annual runoff volume reduced by infiltration (FM-1) | The WS-2a Turf Conversion tab is independent of other tabs in this calculator. For Benefit WS-2a only this tab requires completion.
·Annual runoff volume reduced by evaporation mechanisms (FM-3) | The FM-1 & FM-3 tab first requires completion of the WS-2, WS-3, & WS-4 tab.
·Annual metric tons of greenhouse gas emission reductions (E-4) | The E-4tab first requires completion of the WS-2, WS-3, & WS-4 tab OR the WS-2a Turf Conversion tab.
DISCLAIMER:
The OPTI customized database and benefit calculator (MS Excel platform) are planning tools that provide conceptual level computations. The calculator uses hydrogeologic variables that are averaged spatially or temporally to scales that are too large (inadequate) for design or predictive purposes. They are designed to be robust and defensible tools based on science and engineering principles, and results can be used for conceptual planning, but should not be taken as predictions of specific benefits. The tools have been checked, and standard quality control procedures have been followed, but they are not peer reviewed. Analysist should feel confident to report results from the calculator for grant applications and conceptual planning, but should use more sophisticated methods and tools when greater level of detail is desired, especially when regulatory requirements are involved.

## Documentation
Required User Inputs: |  | SB-SWBC Schematics
·Watershed where project is located
·Soil Type
·Land Use
·Whether or not the project storage area is vegetated
·Volume of storage area
·Area of infiltration
·Drainage/catchment area
·Whether water is being stored or infiltrated to a groundwater basin
·Square footage of turf to be converted to a water efficient landscaping
·Whether water is being infiltrated or evapotranspirated
·Area of project in which infiltration and/or evaporation occurs
·Whether potable or recycled water demand is being satisfied with the project
·Whether or not the project requires energy to operate; if so, the amount of energy required
·One of the following:
·Project's annual energy consumption
·Project's annual energy cost
·Project's annual O&M cost AND
·Percent of annual O&M cost associated with energy consumption
Data Sources:
Precipitation
Source: | https://wrcc.dri.edu/
Information: | Stations used are listed in Watershed Precip Data tab; daily precipitation rates for 1981-2010 unless otherwise stated
Evapotranspiration
Source: | Source: http://missionrcd.org/wp-content/uploads/2014/04/CIMIS-Reference-Evapotranspiration-Zones.pdf
Information: | **ET rates used are for Zone 2
Duty Factors
Source: | Master planning duty factors for California
Information: | Correction factor applied by RMC
Outdoor Factors
Source: | Water Conservation Demand Study for the Newland Sierra Specific Plan and EIR (San Diego County, CA)
Information: | Percent of demand corresponding to outdoor demand was calculated and assigned to corresponding land use types
Seasonal Factors
Source: | https://www.sandiego.gov/sites/default/files/legacy/water/pdf/2012lrpwrfinalreport.pdf
Information: | These factors were applied to demand and ET rates
C-Values
Source: | http://www.sandiegocounty.gov/dpw/floodcontrol/floodcontrolpdf/hydro-evalcvalues.pdf
Information: | Applied to land uses based on soil type selected by user
Infiltration Rates
Source: | http://www.sandiegocounty.gov/content/dam/sdc/pds/docs/water_quality_guidelines.pdf
Information: | Top end of infiltration range for each soil type
GHG Emission Variables
Source: | See the GHG Calculationstab
Information: | Variables used to calculate water's GHG emissions

## WS-2, WS-3, & WS-4
Note: This Tab Is Independent of Other Tabs in This File. For Benefits WS2, WS4 and WS5, Only This Tab Needs To Be Completed
Section 1: Watershed Information |  |  | WS-2 Schematic:
1.1 Select watershed where project is located | Select One
Click here for a watershed map
Section 2: Existing Conditions
2.1 Select soil type - see Soil Type & Land Use tab | Select One
Click here for a soil map
2.2 Select land use - See Soil Type & Land Use tab | Select One |  | WS-3 & WS-4 Schematic:
2.3 Is the project storage vegetated? | Select One
Section 3: Project Information
3.1 Provide volume of storage | - | AF
3.2 Provide infiltration area (length x width of storage) | - | square feet
3.2 Provide drainage area/catchment area | - | acres
If not available, use a mapping application to estimate area
3.3 Is the water being stored or infiltrating into a groundwater basin? | Select One
Section 4: Results
WS-2: Volume of stormwater and/or dry weather runoff that will be collected, stored, and used beneficially: | 0 | AFY
WS-3: Volume of stormwater or dry weather runoff that will be infiltrated to a direct-use basin: | 0 | AFY
WS-4: Volume of stormwater or dry weather runoff captured, store, and then infiltrated to a non-direct-use basin: | 0 | AFY

## WS-2a Turf Conversion
Note: This Tab Is Independent of Other Tabs in This File. For Benefit WS-2a Only This Tab Needs To Be Completed
Section 1: Turf Conversion Information and Results
1.1 Square footage of turf to be converted to water efficient landscaping: | - | sq ft
WS2a: Water Savings | #VALUE! | AFY

## FM-1 & FM-3
Note: This Tab requires completing Sections 1, 2 and 3 under the "WS-2, WS-3 & WS-4" Tab also.
Section 1: Project Information |  |  | FM-3 Schematic:
1.1 Is the water primarily being infiltrated or evapotranspirated? | Select One
Note: Results for Infiltration will appear under Section 2: Results as FM-3; Evapotranspiration as FM-1
1.2 What is the area of your project in which infiltration and/or evaporation occurs?
L: | - | feet
W: | - | feet
Area: | #VALUE! | acres
FM-1 Schematic:
Section 2: Results
#N/A | #N/A | AFY
Note: Results for Infiltration will appear as FM-3; Evapotranspiration as FM-1

## E-4
Note: This Tab Requires Computing Water Savings First. Complete the "WS-2, WS-3 & WS-4" Tab also (First) OR Tab "WS-2a Turf Conversion" also (First).
Section 1: Water Savings and Results on GHG Emission Offsets
Do NOT complete this Section. It is populated by the Calculator. Water Savings is Read from WS Benefit Tabs, and Results are Computed by Calculator.
Select your benefit: | Select One
Project's Water Demand Offset | 0 | AFY
Section 2: Energy Savings from Project's Water Demand Offset
2.1 What water demand is being satisfied with your project? | Select One
Energy Savings | 0 | MWh
Project's GHG Emissions Offset | 0 | MT CO2e
Section 3: Project Energy Consumption
3.1 Does your project require energy to operate? | Select One
3.2 Do you know project's annual energy consumption? | Select One
3.2a Please enter your project's annual energy consumption | - | kWh
Move on to Section 4
3.3Do you know your project's annual energy cost? | Select One
3.3a Please enter your project's annual energy cost | $
Move on to Section 4
3.4 Do you know project's annual O&M cost? | Select One
3.4a Please enter your project's annual O&M cost | 0
3.4b Estimated % of annual O&M cost associated with energy consumption | 0%
Project's Total Required Energy | #VALUE! | MWh
Project GHG Emissions | #VALUE! | MT CO2e
Section 4: Results: Net GHG Emission Offset
GHG Emission Offset | 0 | MT CO2e
Project GHG Emission | #VALUE! | MT CO2e
Net GHG Emission Offset | #VALUE! | MT CO2e

## Soil Type & Land Use
Soil Type | Description
A | Sand, loamy sand, or sandy loam
B | Silt loam or loam
C | Sandy clay loam
D | Clay loam, silty clay loam, sandy clay, silty clay, or clay
Land Use | Description | % Impervious | Outdoor Factor
2 | Residential, 1.0 DU/A | 10 | 0.14583
3 | Residential, 2.0 DU/A | 20 | 0.14583
4 | Residential, 2.9 DU/A | 25 | 0.14583
5 | Residential, 4.3 DU/A | 30 | 0.12
6 | Residential, 7.3 DU/A | 40 | 0.12
7 | Residential, 10.9 DU/A | 45 | 0.0625
8 | Residential, 14.5 DU/A | 50 | 0.11111
9 | Residential, 43.0 DU/A | 80 | 0.05
10 | Residential, 24.0 DU/A | 65 | 0.085
11 | Office Professional/Commercial | 90 | 0.05
12 | Neighborhood Commercial | 80 | 0.05
13 | General Commercial | 85 | 0.05
14 | Service Commercial | 90 | 0.05
15 | Limited Industrial | 90 | 0.05
16 | General Industrial | 95 | 0.05
|  |  |  | 5.6879 | 5.7645

## Water Supply Calcs
MONTH | DAY | RUNOFF (AF) | USE (AF) | SPILL (AF) | Mass balance | Volume in Storage | precip (i) | Demand (AFY) | ET From Project | ET Rate Records
[5 empty] | 0 | 0 |  |  |  |  | This Project: |  | Soil Type | Infiltration Rate | Land Use | % Imper | Soil Type - C Values |  |  |  | Outdoor factor | Duty Factor | Month |  | Seasonal Factor | Average ET Rate
1 | 1 | #VALUE! | #VALUE! | #VALUE! | #VALUE! | #VALUE! | #N/A | #N/A | #N/A | 0.041333 | Land Use: | Select One | A | 0.45 |  |  | A | B | C | D |  |  | 1 | Jan | 0.059452 | 1.24
1 | 2 | #VALUE! | #VALUE! | #VALUE! | #VALUE! | #VALUE! | #N/A | #N/A | #N/A | 0.041333 | Outdoor Factor: | #N/A | B | 0.3 | 2 | 10 | 0.27 | 0.32 | 0.36 | 0.41 | 0.14583 | 1 | 2 | Feb | 0.058245 | 1.68
1 | 3 | #VALUE! | #VALUE! | #VALUE! | #VALUE! | #VALUE! | #N/A | #N/A | #N/A | 0.041333 | Duty Factor: | #N/A | C | 0.15 | 3 | 20 | 0.34 | 0.38 | 0.42 | 0.46 | 0.14583 | 1.9 | 3 | Mar | 0.062043 | 3.1
1 | 4 | #VALUE! | #VALUE! | #VALUE! | #VALUE! | #VALUE! | #N/A | #N/A | #N/A | 0.041333 | Infiltration Rate: | #N/A | D | 0.05 | 4 | 25 | 0.38 | 0.41 | 0.45 | 0.49 | 0.14583 | 1.9 | 4 | Apr | 0.074182 | 3.9
1 | 5 | #VALUE! | #VALUE! | #VALUE! | #VALUE! | #VALUE! | #N/A | #N/A | #N/A | 0.041333 | C Value: | #N/A |  |  | 5 | 30 | 0.41 | 0.45 | 0.48 | 0.52 | 0.12 | 1.9 | 5 | May | 0.08877 | 4.65
1 | 6 | #VALUE! | #VALUE! | #VALUE! | #VALUE! | #VALUE! | #N/A | #N/A | #N/A | 0.041333 | Capacity: | - |  |  | 6 | 40 | 0.48 | 0.51 | 0.54 | 0.57 | 0.12 | 1.1 | 6 | Jun | 0.10215 | 5.1
1 | 7 | #VALUE! | #VALUE! | #VALUE! | #VALUE! | #VALUE! | #N/A | #N/A | #N/A | 0.041333 |  |  |  |  | 7 | 45 | 0.52 | 0.54 | 0.57 | 0.6 | 0.0625 | 1.1 | 7 | Jul | 0.11088 | 4.96
1 | 8 | #VALUE! | #VALUE! | #VALUE! | #VALUE! | #VALUE! | #N/A | #N/A | #N/A | 0.041333 |  |  |  |  | 8 | 50 | 0.55 | 0.58 | 0.6 | 0.63 | 0.11111 | 1.1 | 8 | Aug | 0.11099 | 4.65
1 | 9 | #VALUE! | #VALUE! | #VALUE! | #VALUE! | #VALUE! | #N/A | #N/A | #N/A | 0.041333 |  |  |  |  | 9 | 80 | 0.76 | 0.77 | 0.78 | 0.79 | 0.05 | 2.6 | 9 | Sep | 0.104 | 3.9
1 | 10 | #VALUE! | #VALUE! | #VALUE! | #VALUE! | #VALUE! | #N/A | #N/A | #N/A | 0.041333 |  |  |  |  | 10 | 65 | 0.66 | 0.67 | 0.69 | 0.71 | 0.085 | 2.5 | 10 | Oct | 0.090402 | 2.79
1 | 11 | #VALUE! | #VALUE! | #VALUE! | #VALUE! | #VALUE! | #N/A | #N/A | #N/A | 0.041333 |  |  |  |  | 11 | 90 | 0.83 | 0.84 | 0.84 | 0.85 | 0.05 | 0.4 | 11 | Nov | 0.075069 | 1.8
1 | 12 | #VALUE! | #VALUE! | #VALUE! | #VALUE! | #VALUE! | #N/A | #N/A | #N/A | 0.041333 |  |  |  |  | 12 | 80 | 0.76 | 0.77 | 0.78 | 0.79 | 0.05 | 0.8 | 12 | Dec | 0.063818 | 1.24
1 | 13 | #VALUE! | #VALUE! | #VALUE! | #VALUE! | #VALUE! | #N/A | #N/A | #N/A | 0.041333 |  |  |  |  | 13 | 85 | 0.8 | 0.8 | 0.81 | 0.82 | 0.05 | 0.8
1 | 14 | #VALUE! | #VALUE! | #VALUE! | #VALUE! | #VALUE! | #N/A | #N/A | #N/A | 0.041333 |  |  |  |  | 14 | 90 | 0.83 | 0.84 | 0.84 | 0.85 | 0.05 | 1
1 | 15 | #VALUE! | #VALUE! | #VALUE! | #VALUE! | #VALUE! | #N/A | #N/A | #N/A | 0.041333 |  |  |  |  | 15 | 90 | 0.83 | 0.84 | 0.84 | 0.85 | 0.05 | 0.4
1 | 16 | #VALUE! | #VALUE! | #VALUE! | #VALUE! | #VALUE! | #N/A | #N/A | #N/A | 0.041333 |  |  |  |  | 16 | 95 | 0.87 | 0.87 | 0.87 | 0.87 | 0.05 | 0.4
1 | 17 | #VALUE! | #VALUE! | #VALUE! | #VALUE! | #VALUE! | #N/A | #N/A | #N/A | 0.041333
1 | 18 | #VALUE! | #VALUE! | #VALUE! | #VALUE! | #VALUE! | #N/A | #N/A | #N/A | 0.041333
1 | 19 | #VALUE! | #VALUE! | #VALUE! | #VALUE! | #VALUE! | #N/A | #N/A | #N/A | 0.041333
1 | 20 | #VALUE! | #VALUE! | #VALUE! | #VALUE! | #VALUE! | #N/A | #N/A | #N/A | 0.041333
1 | 21 | #VALUE! | #VALUE! | #VALUE! | #VALUE! | #VALUE! | #N/A | #N/A | #N/A | 0.041333
1 | 22 | #VALUE! | #VALUE! | #VALUE! | #VALUE! | #VALUE! | #N/A | #N/A | #N/A | 0.041333
1 | 23 | #VALUE! | #VALUE! | #VALUE! | #VALUE! | #VALUE! | #N/A | #N/A | #N/A | 0.041333
1 | 24 | #VALUE! | #VALUE! | #VALUE! | #VALUE! | #VALUE! | #N/A | #N/A | #N/A | 0.041333
1 | 25 | #VALUE! | #VALUE! | #VALUE! | #VALUE! | #VALUE! | #N/A | #N/A | #N/A | 0.041333
1 | 26 | #VALUE! | #VALUE! | #VALUE! | #VALUE! | #VALUE! | #N/A | #N/A | #N/A | 0.041333
1 | 27 | #VALUE! | #VALUE! | #VALUE! | #VALUE! | #VALUE! | #N/A | #N/A | #N/A | 0.041333
1 | 28 | #VALUE! | #VALUE! | #VALUE! | #VALUE! | #VALUE! | #N/A | #N/A | #N/A | 0.041333
1 | 29 | #VALUE! | #VALUE! | #VALUE! | #VALUE! | #VALUE! | #N/A | #N/A | #N/A | 0.041333
1 | 30 | #VALUE! | #VALUE! | #VALUE! | #VALUE! | #VALUE! | #N/A | #N/A | #N/A | 0.041333
1 | 31 | #VALUE! | #VALUE! | #VALUE! | #VALUE! | #VALUE! | #N/A | #N/A | #N/A | 0.041333
2 | 1 | #VALUE! | #VALUE! | #VALUE! | #VALUE! | #VALUE! | #N/A | #N/A | #N/A | 0.056
2 | 2 | #VALUE! | #VALUE! | #VALUE! | #VALUE! | #VALUE! | #N/A | #N/A | #N/A | 0.056
2 | 3 | #VALUE! | #VALUE! | #VALUE! | #VALUE! | #VALUE! | #N/A | #N/A | #N/A | 0.056
2 | 4 | #VALUE! | #VALUE! | #VALUE! | #VALUE! | #VALUE! | #N/A | #N/A | #N/A | 0.056
2 | 5 | #VALUE! | #VALUE! | #VALUE! | #VALUE! | #VALUE! | #N/A | #N/A | #N/A | 0.056
2 | 6 | #VALUE! | #VALUE! | #VALUE! | #VALUE! | #VALUE! | #N/A | #N/A | #N/A | 0.056
2 | 7 | #VALUE! | #VALUE! | #VALUE! | #VALUE! | #VALUE! | #N/A | #N/A | #N/A | 0.056
2 | 8 | #VALUE! | #VALUE! | #VALUE! | #VALUE! | #VALUE! | #N/A | #N/A | #N/A | 0.056
2 | 9 | #VALUE! | #VALUE! | #VALUE! | #VALUE! | #VALUE! | #N/A | #N/A | #N/A | 0.056
2 | 10 | #VALUE! | #VALUE! | #VALUE! | #VALUE! | #VALUE! | #N/A | #N/A | #N/A | 0.056
2 | 11 | #VALUE! | #VALUE! | #VALUE! | #VALUE! | #VALUE! | #N/A | #N/A | #N/A | 0.056
2 | 12 | #VALUE! | #VALUE! | #VALUE! | #VALUE! | #VALUE! | #N/A | #N/A | #N/A | 0.056
2 | 13 | #VALUE! | #VALUE! | #VALUE! | #VALUE! | #VALUE! | #N/A | #N/A | #N/A | 0.056
2 | 14 | #VALUE! | #VALUE! | #VALUE! | #VALUE! | #VALUE! | #N/A | #N/A | #N/A | 0.056
2 | 15 | #VALUE! | #VALUE! | #VALUE! | #VALUE! | #VALUE! | #N/A | #N/A | #N/A | 0.056
2 | 16 | #VALUE! | #VALUE! | #VALUE! | #VALUE! | #VALUE! | #N/A | #N/A | #N/A | 0.056
2 | 17 | #VALUE! | #VALUE! | #VALUE! | #VALUE! | #VALUE! | #N/A | #N/A | #N/A | 0.056
2 | 18 | #VALUE! | #VALUE! | #VALUE! | #VALUE! | #VALUE! | #N/A | #N/A | #N/A | 0.056
2 | 19 | #VALUE! | #VALUE! | #VALUE! | #VALUE! | #VALUE! | #N/A | #N/A | #N/A | 0.056
2 | 20 | #VALUE! | #VALUE! | #VALUE! | #VALUE! | #VALUE! | #N/A | #N/A | #N/A | 0.056
2 | 21 | #VALUE! | #VALUE! | #VALUE! | #VALUE! | #VALUE! | #N/A | #N/A | #N/A | 0.056
2 | 22 | #VALUE! | #VALUE! | #VALUE! | #VALUE! | #VALUE! | #N/A | #N/A | #N/A | 0.056
2 | 23 | #VALUE! | #VALUE! | #VALUE! | #VALUE! | #VALUE! | #N/A | #N/A | #N/A | 0.056
2 | 24 | #VALUE! | #VALUE! | #VALUE! | #VALUE! | #VALUE! | #N/A | #N/A | #N/A | 0.056
2 | 25 | #VALUE! | #VALUE! | #VALUE! | #VALUE! | #VALUE! | #N/A | #N/A | #N/A | 0.056
2 | 26 | #VALUE! | #VALUE! | #VALUE! | #VALUE! | #VALUE! | #N/A | #N/A | #N/A | 0.056
2 | 27 | #VALUE! | #VALUE! | #VALUE! | #VALUE! | #VALUE! | #N/A | #N/A | #N/A | 0.056
2 | 28 | #VALUE! | #VALUE! | #VALUE! | #VALUE! | #VALUE! | #N/A | #N/A | #N/A | 0.056
2 | 29 | #VALUE! | #VALUE! | #VALUE! | #VALUE! | #VALUE! | #N/A | #N/A | #N/A | 0.056
3 | 1 | #VALUE! | #VALUE! | #VALUE! | #VALUE! | #VALUE! | #N/A | #N/A | #N/A | 0.10333
3 | 2 | #VALUE! | #VALUE! | #VALUE! | #VALUE! | #VALUE! | #N/A | #N/A | #N/A | 0.10333
3 | 3 | #VALUE! | #VALUE! | #VALUE! | #VALUE! | #VALUE! | #N/A | #N/A | #N/A | 0.10333
3 | 4 | #VALUE! | #VALUE! | #VALUE! | #VALUE! | #VALUE! | #N/A | #N/A | #N/A | 0.10333
3 | 5 | #VALUE! | #VALUE! | #VALUE! | #VALUE! | #VALUE! | #N/A | #N/A | #N/A | 0.10333
3 | 6 | #VALUE! | #VALUE! | #VALUE! | #VALUE! | #VALUE! | #N/A | #N/A | #N/A | 0.10333
3 | 7 | #VALUE! | #VALUE! | #VALUE! | #VALUE! | #VALUE! | #N/A | #N/A | #N/A | 0.10333
3 | 8 | #VALUE! | #VALUE! | #VALUE! | #VALUE! | #VALUE! | #N/A | #N/A | #N/A | 0.10333
3 | 9 | #VALUE! | #VALUE! | #VALUE! | #VALUE! | #VALUE! | #N/A | #N/A | #N/A | 0.10333
3 | 10 | #VALUE! | #VALUE! | #VALUE! | #VALUE! | #VALUE! | #N/A | #N/A | #N/A | 0.10333
3 | 11 | #VALUE! | #VALUE! | #VALUE! | #VALUE! | #VALUE! | #N/A | #N/A | #N/A | 0.10333
3 | 12 | #VALUE! | #VALUE! | #VALUE! | #VALUE! | #VALUE! | #N/A | #N/A | #N/A | 0.10333
3 | 13 | #VALUE! | #VALUE! | #VALUE! | #VALUE! | #VALUE! | #N/A | #N/A | #N/A | 0.10333
3 | 14 | #VALUE! | #VALUE! | #VALUE! | #VALUE! | #VALUE! | #N/A | #N/A | #N/A | 0.10333
3 | 15 | #VALUE! | #VALUE! | #VALUE! | #VALUE! | #VALUE! | #N/A | #N/A | #N/A | 0.10333
3 | 16 | #VALUE! | #VALUE! | #VALUE! | #VALUE! | #VALUE! | #N/A | #N/A | #N/A | 0.10333
3 | 17 | #VALUE! | #VALUE! | #VALUE! | #VALUE! | #VALUE! | #N/A | #N/A | #N/A | 0.10333
3 | 18 | #VALUE! | #VALUE! | #VALUE! | #VALUE! | #VALUE! | #N/A | #N/A | #N/A | 0.10333
3 | 19 | #VALUE! | #VALUE! | #VALUE! | #VALUE! | #VALUE! | #N/A | #N/A | #N/A | 0.10333
3 | 20 | #VALUE! | #VALUE! | #VALUE! | #VALUE! | #VALUE! | #N/A | #N/A | #N/A | 0.10333
3 | 21 | #VALUE! | #VALUE! | #VALUE! | #VALUE! | #VALUE! | #N/A | #N/A | #N/A | 0.10333
3 | 22 | #VALUE! | #VALUE! | #VALUE! | #VALUE! | #VALUE! | #N/A | #N/A | #N/A | 0.10333
3 | 23 | #VALUE! | #VALUE! | #VALUE! | #VALUE! | #VALUE! | #N/A | #N/A | #N/A | 0.10333
3 | 24 | #VALUE! | #VALUE! | #VALUE! | #VALUE! | #VALUE! | #N/A | #N/A | #N/A | 0.10333
3 | 25 | #VALUE! | #VALUE! | #VALUE! | #VALUE! | #VALUE! | #N/A | #N/A | #N/A | 0.10333
3 | 26 | #VALUE! | #VALUE! | #VALUE! | #VALUE! | #VALUE! | #N/A | #N/A | #N/A | 0.10333
3 | 27 | #VALUE! | #VALUE! | #VALUE! | #VALUE! | #VALUE! | #N/A | #N/A | #N/A | 0.10333
3 | 28 | #VALUE! | #VALUE! | #VALUE! | #VALUE! | #VALUE! | #N/A | #N/A | #N/A | 0.10333
3 | 29 | #VALUE! | #VALUE! | #VALUE! | #VALUE! | #VALUE! | #N/A | #N/A | #N/A | 0.10333
3 | 30 | #VALUE! | #VALUE! | #VALUE! | #VALUE! | #VALUE! | #N/A | #N/A | #N/A | 0.10333
3 | 31 | #VALUE! | #VALUE! | #VALUE! | #VALUE! | #VALUE! | #N/A | #N/A | #N/A | 0.10333
4 | 1 | #VALUE! | #VALUE! | #VALUE! | #VALUE! | #VALUE! | #N/A | #N/A | #N/A | 0.13
4 | 2 | #VALUE! | #VALUE! | #VALUE! | #VALUE! | #VALUE! | #N/A | #N/A | #N/A | 0.13
4 | 3 | #VALUE! | #VALUE! | #VALUE! | #VALUE! | #VALUE! | #N/A | #N/A | #N/A | 0.13
4 | 4 | #VALUE! | #VALUE! | #VALUE! | #VALUE! | #VALUE! | #N/A | #N/A | #N/A | 0.13
4 | 5 | #VALUE! | #VALUE! | #VALUE! | #VALUE! | #VALUE! | #N/A | #N/A | #N/A | 0.13
4 | 6 | #VALUE! | #VALUE! | #VALUE! | #VALUE! | #VALUE! | #N/A | #N/A | #N/A | 0.13
4 | 7 | #VALUE! | #VALUE! | #VALUE! | #VALUE! | #VALUE! | #N/A | #N/A | #N/A | 0.13
4 | 8 | #VALUE! | #VALUE! | #VALUE! | #VALUE! | #VALUE! | #N/A | #N/A | #N/A | 0.13
4 | 9 | #VALUE! | #VALUE! | #VALUE! | #VALUE! | #VALUE! | #N/A | #N/A | #N/A | 0.13
4 | 10 | #VALUE! | #VALUE! | #VALUE! | #VALUE! | #VALUE! | #N/A | #N/A | #N/A | 0.13
4 | 11 | #VALUE! | #VALUE! | #VALUE! | #VALUE! | #VALUE! | #N/A | #N/A | #N/A | 0.13
4 | 12 | #VALUE! | #VALUE! | #VALUE! | #VALUE! | #VALUE! | #N/A | #N/A | #N/A | 0.13
4 | 13 | #VALUE! | #VALUE! | #VALUE! | #VALUE! | #VALUE! | #N/A | #N/A | #N/A | 0.13
4 | 14 | #VALUE! | #VALUE! | #VALUE! | #VALUE! | #VALUE! | #N/A | #N/A | #N/A | 0.13
4 | 15 | #VALUE! | #VALUE! | #VALUE! | #VALUE! | #VALUE! | #N/A | #N/A | #N/A | 0.13
4 | 16 | #VALUE! | #VALUE! | #VALUE! | #VALUE! | #VALUE! | #N/A | #N/A | #N/A | 0.13
4 | 17 | #VALUE! | #VALUE! | #VALUE! | #VALUE! | #VALUE! | #N/A | #N/A | #N/A | 0.13
4 | 18 | #VALUE! | #VALUE! | #VALUE! | #VALUE! | #VALUE! | #N/A | #N/A | #N/A | 0.13
4 | 19 | #VALUE! | #VALUE! | #VALUE! | #VALUE! | #VALUE! | #N/A | #N/A | #N/A | 0.13
4 | 20 | #VALUE! | #VALUE! | #VALUE! | #VALUE! | #VALUE! | #N/A | #N/A | #N/A | 0.13
4 | 21 | #VALUE! | #VALUE! | #VALUE! | #VALUE! | #VALUE! | #N/A | #N/A | #N/A | 0.13
4 | 22 | #VALUE! | #VALUE! | #VALUE! | #VALUE! | #VALUE! | #N/A | #N/A | #N/A | 0.13
4 | 23 | #VALUE! | #VALUE! | #VALUE! | #VALUE! | #VALUE! | #N/A | #N/A | #N/A | 0.13
4 | 24 | #VALUE! | #VALUE! | #VALUE! | #VALUE! | #VALUE! | #N/A | #N/A | #N/A | 0.13
4 | 25 | #VALUE! | #VALUE! | #VALUE! | #VALUE! | #VALUE! | #N/A | #N/A | #N/A | 0.13
4 | 26 | #VALUE! | #VALUE! | #VALUE! | #VALUE! | #VALUE! | #N/A | #N/A | #N/A | 0.13
4 | 27 | #VALUE! | #VALUE! | #VALUE! | #VALUE! | #VALUE! | #N/A | #N/A | #N/A | 0.13
4 | 28 | #VALUE! | #VALUE! | #VALUE! | #VALUE! | #VALUE! | #N/A | #N/A | #N/A | 0.13
4 | 29 | #VALUE! | #VALUE! | #VALUE! | #VALUE! | #VALUE! | #N/A | #N/A | #N/A | 0.13
4 | 30 | #VALUE! | #VALUE! | #VALUE! | #VALUE! | #VALUE! | #N/A | #N/A | #N/A | 0.13
5 | 1 | #VALUE! | #VALUE! | #VALUE! | #VALUE! | #VALUE! | #N/A | #N/A | #N/A | 0.155
5 | 2 | #VALUE! | #VALUE! | #VALUE! | #VALUE! | #VALUE! | #N/A | #N/A | #N/A | 0.155
5 | 3 | #VALUE! | #VALUE! | #VALUE! | #VALUE! | #VALUE! | #N/A | #N/A | #N/A | 0.155
5 | 4 | #VALUE! | #VALUE! | #VALUE! | #VALUE! | #VALUE! | #N/A | #N/A | #N/A | 0.155
5 | 5 | #VALUE! | #VALUE! | #VALUE! | #VALUE! | #VALUE! | #N/A | #N/A | #N/A | 0.155
5 | 6 | #VALUE! | #VALUE! | #VALUE! | #VALUE! | #VALUE! | #N/A | #N/A | #N/A | 0.155
5 | 7 | #VALUE! | #VALUE! | #VALUE! | #VALUE! | #VALUE! | #N/A | #N/A | #N/A | 0.155
5 | 8 | #VALUE! | #VALUE! | #VALUE! | #VALUE! | #VALUE! | #N/A | #N/A | #N/A | 0.155
5 | 9 | #VALUE! | #VALUE! | #VALUE! | #VALUE! | #VALUE! | #N/A | #N/A | #N/A | 0.155
5 | 10 | #VALUE! | #VALUE! | #VALUE! | #VALUE! | #VALUE! | #N/A | #N/A | #N/A | 0.155
5 | 11 | #VALUE! | #VALUE! | #VALUE! | #VALUE! | #VALUE! | #N/A | #N/A | #N/A | 0.155
5 | 12 | #VALUE! | #VALUE! | #VALUE! | #VALUE! | #VALUE! | #N/A | #N/A | #N/A | 0.155
5 | 13 | #VALUE! | #VALUE! | #VALUE! | #VALUE! | #VALUE! | #N/A | #N/A | #N/A | 0.155
5 | 14 | #VALUE! | #VALUE! | #VALUE! | #VALUE! | #VALUE! | #N/A | #N/A | #N/A | 0.155
5 | 15 | #VALUE! | #VALUE! | #VALUE! | #VALUE! | #VALUE! | #N/A | #N/A | #N/A | 0.155
5 | 16 | #VALUE! | #VALUE! | #VALUE! | #VALUE! | #VALUE! | #N/A | #N/A | #N/A | 0.155
5 | 17 | #VALUE! | #VALUE! | #VALUE! | #VALUE! | #VALUE! | #N/A | #N/A | #N/A | 0.155
5 | 18 | #VALUE! | #VALUE! | #VALUE! | #VALUE! | #VALUE! | #N/A | #N/A | #N/A | 0.155
5 | 19 | #VALUE! | #VALUE! | #VALUE! | #VALUE! | #VALUE! | #N/A | #N/A | #N/A | 0.155
5 | 20 | #VALUE! | #VALUE! | #VALUE! | #VALUE! | #VALUE! | #N/A | #N/A | #N/A | 0.155
5 | 21 | #VALUE! | #VALUE! | #VALUE! | #VALUE! | #VALUE! | #N/A | #N/A | #N/A | 0.155
5 | 22 | #VALUE! | #VALUE! | #VALUE! | #VALUE! | #VALUE! | #N/A | #N/A | #N/A | 0.155
5 | 23 | #VALUE! | #VALUE! | #VALUE! | #VALUE! | #VALUE! | #N/A | #N/A | #N/A | 0.155
5 | 24 | #VALUE! | #VALUE! | #VALUE! | #VALUE! | #VALUE! | #N/A | #N/A | #N/A | 0.155
5 | 25 | #VALUE! | #VALUE! | #VALUE! | #VALUE! | #VALUE! | #N/A | #N/A | #N/A | 0.155
5 | 26 | #VALUE! | #VALUE! | #VALUE! | #VALUE! | #VALUE! | #N/A | #N/A | #N/A | 0.155
5 | 27 | #VALUE! | #VALUE! | #VALUE! | #VALUE! | #VALUE! | #N/A | #N/A | #N/A | 0.155
5 | 28 | #VALUE! | #VALUE! | #VALUE! | #VALUE! | #VALUE! | #N/A | #N/A | #N/A | 0.155
5 | 29 | #VALUE! | #VALUE! | #VALUE! | #VALUE! | #VALUE! | #N/A | #N/A | #N/A | 0.155
5 | 30 | #VALUE! | #VALUE! | #VALUE! | #VALUE! | #VALUE! | #N/A | #N/A | #N/A | 0.155
5 | 31 | #VALUE! | #VALUE! | #VALUE! | #VALUE! | #VALUE! | #N/A | #N/A | #N/A | 0.155
6 | 1 | #VALUE! | #VALUE! | #VALUE! | #VALUE! | #VALUE! | #N/A | #N/A | #N/A | 0.17
6 | 2 | #VALUE! | #VALUE! | #VALUE! | #VALUE! | #VALUE! | #N/A | #N/A | #N/A | 0.17
6 | 3 | #VALUE! | #VALUE! | #VALUE! | #VALUE! | #VALUE! | #N/A | #N/A | #N/A | 0.17
6 | 4 | #VALUE! | #VALUE! | #VALUE! | #VALUE! | #VALUE! | #N/A | #N/A | #N/A | 0.17
6 | 5 | #VALUE! | #VALUE! | #VALUE! | #VALUE! | #VALUE! | #N/A | #N/A | #N/A | 0.17
6 | 6 | #VALUE! | #VALUE! | #VALUE! | #VALUE! | #VALUE! | #N/A | #N/A | #N/A | 0.17
6 | 7 | #VALUE! | #VALUE! | #VALUE! | #VALUE! | #VALUE! | #N/A | #N/A | #N/A | 0.17
6 | 8 | #VALUE! | #VALUE! | #VALUE! | #VALUE! | #VALUE! | #N/A | #N/A | #N/A | 0.17
6 | 9 | #VALUE! | #VALUE! | #VALUE! | #VALUE! | #VALUE! | #N/A | #N/A | #N/A | 0.17
6 | 10 | #VALUE! | #VALUE! | #VALUE! | #VALUE! | #VALUE! | #N/A | #N/A | #N/A | 0.17
6 | 11 | #VALUE! | #VALUE! | #VALUE! | #VALUE! | #VALUE! | #N/A | #N/A | #N/A | 0.17
6 | 12 | #VALUE! | #VALUE! | #VALUE! | #VALUE! | #VALUE! | #N/A | #N/A | #N/A | 0.17
6 | 13 | #VALUE! | #VALUE! | #VALUE! | #VALUE! | #VALUE! | #N/A | #N/A | #N/A | 0.17
6 | 14 | #VALUE! | #VALUE! | #VALUE! | #VALUE! | #VALUE! | #N/A | #N/A | #N/A | 0.17
6 | 15 | #VALUE! | #VALUE! | #VALUE! | #VALUE! | #VALUE! | #N/A | #N/A | #N/A | 0.17
6 | 16 | #VALUE! | #VALUE! | #VALUE! | #VALUE! | #VALUE! | #N/A | #N/A | #N/A | 0.17
6 | 17 | #VALUE! | #VALUE! | #VALUE! | #VALUE! | #VALUE! | #N/A | #N/A | #N/A | 0.17
6 | 18 | #VALUE! | #VALUE! | #VALUE! | #VALUE! | #VALUE! | #N/A | #N/A | #N/A | 0.17
6 | 19 | #VALUE! | #VALUE! | #VALUE! | #VALUE! | #VALUE! | #N/A | #N/A | #N/A | 0.17
6 | 20 | #VALUE! | #VALUE! | #VALUE! | #VALUE! | #VALUE! | #N/A | #N/A | #N/A | 0.17
6 | 21 | #VALUE! | #VALUE! | #VALUE! | #VALUE! | #VALUE! | #N/A | #N/A | #N/A | 0.17
6 | 22 | #VALUE! | #VALUE! | #VALUE! | #VALUE! | #VALUE! | #N/A | #N/A | #N/A | 0.17
6 | 23 | #VALUE! | #VALUE! | #VALUE! | #VALUE! | #VALUE! | #N/A | #N/A | #N/A | 0.17
6 | 24 | #VALUE! | #VALUE! | #VALUE! | #VALUE! | #VALUE! | #N/A | #N/A | #N/A | 0.17
6 | 25 | #VALUE! | #VALUE! | #VALUE! | #VALUE! | #VALUE! | #N/A | #N/A | #N/A | 0.17
6 | 26 | #VALUE! | #VALUE! | #VALUE! | #VALUE! | #VALUE! | #N/A | #N/A | #N/A | 0.17
6 | 27 | #VALUE! | #VALUE! | #VALUE! | #VALUE! | #VALUE! | #N/A | #N/A | #N/A | 0.17
6 | 28 | #VALUE! | #VALUE! | #VALUE! | #VALUE! | #VALUE! | #N/A | #N/A | #N/A | 0.17
6 | 29 | #VALUE! | #VALUE! | #VALUE! | #VALUE! | #VALUE! | #N/A | #N/A | #N/A | 0.17
6 | 30 | #VALUE! | #VALUE! | #VALUE! | #VALUE! | #VALUE! | #N/A | #N/A | #N/A | 0.17
7 | 1 | #VALUE! | #VALUE! | #VALUE! | #VALUE! | #VALUE! | #N/A | #N/A | #N/A | 0.16533
7 | 2 | #VALUE! | #VALUE! | #VALUE! | #VALUE! | #VALUE! | #N/A | #N/A | #N/A | 0.16533
7 | 3 | #VALUE! | #VALUE! | #VALUE! | #VALUE! | #VALUE! | #N/A | #N/A | #N/A | 0.16533
7 | 4 | #VALUE! | #VALUE! | #VALUE! | #VALUE! | #VALUE! | #N/A | #N/A | #N/A | 0.16533
7 | 5 | #VALUE! | #VALUE! | #VALUE! | #VALUE! | #VALUE! | #N/A | #N/A | #N/A | 0.16533
7 | 6 | #VALUE! | #VALUE! | #VALUE! | #VALUE! | #VALUE! | #N/A | #N/A | #N/A | 0.16533
7 | 7 | #VALUE! | #VALUE! | #VALUE! | #VALUE! | #VALUE! | #N/A | #N/A | #N/A | 0.16533
7 | 8 | #VALUE! | #VALUE! | #VALUE! | #VALUE! | #VALUE! | #N/A | #N/A | #N/A | 0.16533
7 | 9 | #VALUE! | #VALUE! | #VALUE! | #VALUE! | #VALUE! | #N/A | #N/A | #N/A | 0.16533
7 | 10 | #VALUE! | #VALUE! | #VALUE! | #VALUE! | #VALUE! | #N/A | #N/A | #N/A | 0.16533
7 | 11 | #VALUE! | #VALUE! | #VALUE! | #VALUE! | #VALUE! | #N/A | #N/A | #N/A | 0.16533
7 | 12 | #VALUE! | #VALUE! | #VALUE! | #VALUE! | #VALUE! | #N/A | #N/A | #N/A | 0.16533
7 | 13 | #VALUE! | #VALUE! | #VALUE! | #VALUE! | #VALUE! | #N/A | #N/A | #N/A | 0.16533
7 | 14 | #VALUE! | #VALUE! | #VALUE! | #VALUE! | #VALUE! | #N/A | #N/A | #N/A | 0.16533
7 | 15 | #VALUE! | #VALUE! | #VALUE! | #VALUE! | #VALUE! | #N/A | #N/A | #N/A | 0.16533
7 | 16 | #VALUE! | #VALUE! | #VALUE! | #VALUE! | #VALUE! | #N/A | #N/A | #N/A | 0.16533
7 | 17 | #VALUE! | #VALUE! | #VALUE! | #VALUE! | #VALUE! | #N/A | #N/A | #N/A | 0.16533
7 | 18 | #VALUE! | #VALUE! | #VALUE! | #VALUE! | #VALUE! | #N/A | #N/A | #N/A | 0.16533
7 | 19 | #VALUE! | #VALUE! | #VALUE! | #VALUE! | #VALUE! | #N/A | #N/A | #N/A | 0.16533
7 | 20 | #VALUE! | #VALUE! | #VALUE! | #VALUE! | #VALUE! | #N/A | #N/A | #N/A | 0.16533
7 | 21 | #VALUE! | #VALUE! | #VALUE! | #VALUE! | #VALUE! | #N/A | #N/A | #N/A | 0.16533
7 | 22 | #VALUE! | #VALUE! | #VALUE! | #VALUE! | #VALUE! | #N/A | #N/A | #N/A | 0.16533
7 | 23 | #VALUE! | #VALUE! | #VALUE! | #VALUE! | #VALUE! | #N/A | #N/A | #N/A | 0.16533
7 | 24 | #VALUE! | #VALUE! | #VALUE! | #VALUE! | #VALUE! | #N/A | #N/A | #N/A | 0.16533
7 | 25 | #VALUE! | #VALUE! | #VALUE! | #VALUE! | #VALUE! | #N/A | #N/A | #N/A | 0.16533
7 | 26 | #VALUE! | #VALUE! | #VALUE! | #VALUE! | #VALUE! | #N/A | #N/A | #N/A | 0.16533
7 | 27 | #VALUE! | #VALUE! | #VALUE! | #VALUE! | #VALUE! | #N/A | #N/A | #N/A | 0.16533
7 | 28 | #VALUE! | #VALUE! | #VALUE! | #VALUE! | #VALUE! | #N/A | #N/A | #N/A | 0.16533
7 | 29 | #VALUE! | #VALUE! | #VALUE! | #VALUE! | #VALUE! | #N/A | #N/A | #N/A | 0.16533
7 | 30 | #VALUE! | #VALUE! | #VALUE! | #VALUE! | #VALUE! | #N/A | #N/A | #N/A | 0.16533
7 | 31 | #VALUE! | #VALUE! | #VALUE! | #VALUE! | #VALUE! | #N/A | #N/A | #N/A | 0.16533
8 | 1 | #VALUE! | #VALUE! | #VALUE! | #VALUE! | #VALUE! | #N/A | #N/A | #N/A | 0.155
8 | 2 | #VALUE! | #VALUE! | #VALUE! | #VALUE! | #VALUE! | #N/A | #N/A | #N/A | 0.155
8 | 3 | #VALUE! | #VALUE! | #VALUE! | #VALUE! | #VALUE! | #N/A | #N/A | #N/A | 0.155
8 | 4 | #VALUE! | #VALUE! | #VALUE! | #VALUE! | #VALUE! | #N/A | #N/A | #N/A | 0.155
8 | 5 | #VALUE! | #VALUE! | #VALUE! | #VALUE! | #VALUE! | #N/A | #N/A | #N/A | 0.155
8 | 6 | #VALUE! | #VALUE! | #VALUE! | #VALUE! | #VALUE! | #N/A | #N/A | #N/A | 0.155
8 | 7 | #VALUE! | #VALUE! | #VALUE! | #VALUE! | #VALUE! | #N/A | #N/A | #N/A | 0.155
8 | 8 | #VALUE! | #VALUE! | #VALUE! | #VALUE! | #VALUE! | #N/A | #N/A | #N/A | 0.155
8 | 9 | #VALUE! | #VALUE! | #VALUE! | #VALUE! | #VALUE! | #N/A | #N/A | #N/A | 0.155
8 | 10 | #VALUE! | #VALUE! | #VALUE! | #VALUE! | #VALUE! | #N/A | #N/A | #N/A | 0.155
8 | 11 | #VALUE! | #VALUE! | #VALUE! | #VALUE! | #VALUE! | #N/A | #N/A | #N/A | 0.155
8 | 12 | #VALUE! | #VALUE! | #VALUE! | #VALUE! | #VALUE! | #N/A | #N/A | #N/A | 0.155
8 | 13 | #VALUE! | #VALUE! | #VALUE! | #VALUE! | #VALUE! | #N/A | #N/A | #N/A | 0.155
8 | 14 | #VALUE! | #VALUE! | #VALUE! | #VALUE! | #VALUE! | #N/A | #N/A | #N/A | 0.155
8 | 15 | #VALUE! | #VALUE! | #VALUE! | #VALUE! | #VALUE! | #N/A | #N/A | #N/A | 0.155
8 | 16 | #VALUE! | #VALUE! | #VALUE! | #VALUE! | #VALUE! | #N/A | #N/A | #N/A | 0.155
8 | 17 | #VALUE! | #VALUE! | #VALUE! | #VALUE! | #VALUE! | #N/A | #N/A | #N/A | 0.155
8 | 18 | #VALUE! | #VALUE! | #VALUE! | #VALUE! | #VALUE! | #N/A | #N/A | #N/A | 0.155
8 | 19 | #VALUE! | #VALUE! | #VALUE! | #VALUE! | #VALUE! | #N/A | #N/A | #N/A | 0.155
8 | 20 | #VALUE! | #VALUE! | #VALUE! | #VALUE! | #VALUE! | #N/A | #N/A | #N/A | 0.155
8 | 21 | #VALUE! | #VALUE! | #VALUE! | #VALUE! | #VALUE! | #N/A | #N/A | #N/A | 0.155
8 | 22 | #VALUE! | #VALUE! | #VALUE! | #VALUE! | #VALUE! | #N/A | #N/A | #N/A | 0.155
8 | 23 | #VALUE! | #VALUE! | #VALUE! | #VALUE! | #VALUE! | #N/A | #N/A | #N/A | 0.155
8 | 24 | #VALUE! | #VALUE! | #VALUE! | #VALUE! | #VALUE! | #N/A | #N/A | #N/A | 0.155
8 | 25 | #VALUE! | #VALUE! | #VALUE! | #VALUE! | #VALUE! | #N/A | #N/A | #N/A | 0.155
8 | 26 | #VALUE! | #VALUE! | #VALUE! | #VALUE! | #VALUE! | #N/A | #N/A | #N/A | 0.155
8 | 27 | #VALUE! | #VALUE! | #VALUE! | #VALUE! | #VALUE! | #N/A | #N/A | #N/A | 0.155
8 | 28 | #VALUE! | #VALUE! | #VALUE! | #VALUE! | #VALUE! | #N/A | #N/A | #N/A | 0.155
8 | 29 | #VALUE! | #VALUE! | #VALUE! | #VALUE! | #VALUE! | #N/A | #N/A | #N/A | 0.155
8 | 30 | #VALUE! | #VALUE! | #VALUE! | #VALUE! | #VALUE! | #N/A | #N/A | #N/A | 0.155
8 | 31 | #VALUE! | #VALUE! | #VALUE! | #VALUE! | #VALUE! | #N/A | #N/A | #N/A | 0.155
9 | 1 | #VALUE! | #VALUE! | #VALUE! | #VALUE! | #VALUE! | #N/A | #N/A | #N/A | 0.13
9 | 2 | #VALUE! | #VALUE! | #VALUE! | #VALUE! | #VALUE! | #N/A | #N/A | #N/A | 0.13
9 | 3 | #VALUE! | #VALUE! | #VALUE! | #VALUE! | #VALUE! | #N/A | #N/A | #N/A | 0.13
9 | 4 | #VALUE! | #VALUE! | #VALUE! | #VALUE! | #VALUE! | #N/A | #N/A | #N/A | 0.13
9 | 5 | #VALUE! | #VALUE! | #VALUE! | #VALUE! | #VALUE! | #N/A | #N/A | #N/A | 0.13
9 | 6 | #VALUE! | #VALUE! | #VALUE! | #VALUE! | #VALUE! | #N/A | #N/A | #N/A | 0.13
9 | 7 | #VALUE! | #VALUE! | #VALUE! | #VALUE! | #VALUE! | #N/A | #N/A | #N/A | 0.13
9 | 8 | #VALUE! | #VALUE! | #VALUE! | #VALUE! | #VALUE! | #N/A | #N/A | #N/A | 0.13
9 | 9 | #VALUE! | #VALUE! | #VALUE! | #VALUE! | #VALUE! | #N/A | #N/A | #N/A | 0.13
9 | 10 | #VALUE! | #VALUE! | #VALUE! | #VALUE! | #VALUE! | #N/A | #N/A | #N/A | 0.13
9 | 11 | #VALUE! | #VALUE! | #VALUE! | #VALUE! | #VALUE! | #N/A | #N/A | #N/A | 0.13
9 | 12 | #VALUE! | #VALUE! | #VALUE! | #VALUE! | #VALUE! | #N/A | #N/A | #N/A | 0.13
9 | 13 | #VALUE! | #VALUE! | #VALUE! | #VALUE! | #VALUE! | #N/A | #N/A | #N/A | 0.13
9 | 14 | #VALUE! | #VALUE! | #VALUE! | #VALUE! | #VALUE! | #N/A | #N/A | #N/A | 0.13
9 | 15 | #VALUE! | #VALUE! | #VALUE! | #VALUE! | #VALUE! | #N/A | #N/A | #N/A | 0.13
9 | 16 | #VALUE! | #VALUE! | #VALUE! | #VALUE! | #VALUE! | #N/A | #N/A | #N/A | 0.13
9 | 17 | #VALUE! | #VALUE! | #VALUE! | #VALUE! | #VALUE! | #N/A | #N/A | #N/A | 0.13
9 | 18 | #VALUE! | #VALUE! | #VALUE! | #VALUE! | #VALUE! | #N/A | #N/A | #N/A | 0.13
9 | 19 | #VALUE! | #VALUE! | #VALUE! | #VALUE! | #VALUE! | #N/A | #N/A | #N/A | 0.13
9 | 20 | #VALUE! | #VALUE! | #VALUE! | #VALUE! | #VALUE! | #N/A | #N/A | #N/A | 0.13
9 | 21 | #VALUE! | #VALUE! | #VALUE! | #VALUE! | #VALUE! | #N/A | #N/A | #N/A | 0.13
9 | 22 | #VALUE! | #VALUE! | #VALUE! | #VALUE! | #VALUE! | #N/A | #N/A | #N/A | 0.13
9 | 23 | #VALUE! | #VALUE! | #VALUE! | #VALUE! | #VALUE! | #N/A | #N/A | #N/A | 0.13
9 | 24 | #VALUE! | #VALUE! | #VALUE! | #VALUE! | #VALUE! | #N/A | #N/A | #N/A | 0.13
9 | 25 | #VALUE! | #VALUE! | #VALUE! | #VALUE! | #VALUE! | #N/A | #N/A | #N/A | 0.13
9 | 26 | #VALUE! | #VALUE! | #VALUE! | #VALUE! | #VALUE! | #N/A | #N/A | #N/A | 0.13
9 | 27 | #VALUE! | #VALUE! | #VALUE! | #VALUE! | #VALUE! | #N/A | #N/A | #N/A | 0.13
9 | 28 | #VALUE! | #VALUE! | #VALUE! | #VALUE! | #VALUE! | #N/A | #N/A | #N/A | 0.13
9 | 29 | #VALUE! | #VALUE! | #VALUE! | #VALUE! | #VALUE! | #N/A | #N/A | #N/A | 0.13
9 | 30 | #VALUE! | #VALUE! | #VALUE! | #VALUE! | #VALUE! | #N/A | #N/A | #N/A | 0.13
10 | 1 | #VALUE! | #VALUE! | #VALUE! | #VALUE! | #VALUE! | #N/A | #N/A | #N/A | 0.093
10 | 2 | #VALUE! | #VALUE! | #VALUE! | #VALUE! | #VALUE! | #N/A | #N/A | #N/A | 0.093
10 | 3 | #VALUE! | #VALUE! | #VALUE! | #VALUE! | #VALUE! | #N/A | #N/A | #N/A | 0.093
10 | 4 | #VALUE! | #VALUE! | #VALUE! | #VALUE! | #VALUE! | #N/A | #N/A | #N/A | 0.093
10 | 5 | #VALUE! | #VALUE! | #VALUE! | #VALUE! | #VALUE! | #N/A | #N/A | #N/A | 0.093
10 | 6 | #VALUE! | #VALUE! | #VALUE! | #VALUE! | #VALUE! | #N/A | #N/A | #N/A | 0.093
10 | 7 | #VALUE! | #VALUE! | #VALUE! | #VALUE! | #VALUE! | #N/A | #N/A | #N/A | 0.093
10 | 8 | #VALUE! | #VALUE! | #VALUE! | #VALUE! | #VALUE! | #N/A | #N/A | #N/A | 0.093
10 | 9 | #VALUE! | #VALUE! | #VALUE! | #VALUE! | #VALUE! | #N/A | #N/A | #N/A | 0.093
10 | 10 | #VALUE! | #VALUE! | #VALUE! | #VALUE! | #VALUE! | #N/A | #N/A | #N/A | 0.093
10 | 11 | #VALUE! | #VALUE! | #VALUE! | #VALUE! | #VALUE! | #N/A | #N/A | #N/A | 0.093
10 | 12 | #VALUE! | #VALUE! | #VALUE! | #VALUE! | #VALUE! | #N/A | #N/A | #N/A | 0.093
10 | 13 | #VALUE! | #VALUE! | #VALUE! | #VALUE! | #VALUE! | #N/A | #N/A | #N/A | 0.093
10 | 14 | #VALUE! | #VALUE! | #VALUE! | #VALUE! | #VALUE! | #N/A | #N/A | #N/A | 0.093
10 | 15 | #VALUE! | #VALUE! | #VALUE! | #VALUE! | #VALUE! | #N/A | #N/A | #N/A | 0.093
10 | 16 | #VALUE! | #VALUE! | #VALUE! | #VALUE! | #VALUE! | #N/A | #N/A | #N/A | 0.093
10 | 17 | #VALUE! | #VALUE! | #VALUE! | #VALUE! | #VALUE! | #N/A | #N/A | #N/A | 0.093
10 | 18 | #VALUE! | #VALUE! | #VALUE! | #VALUE! | #VALUE! | #N/A | #N/A | #N/A | 0.093
10 | 19 | #VALUE! | #VALUE! | #VALUE! | #VALUE! | #VALUE! | #N/A | #N/A | #N/A | 0.093
10 | 20 | #VALUE! | #VALUE! | #VALUE! | #VALUE! | #VALUE! | #N/A | #N/A | #N/A | 0.093
10 | 21 | #VALUE! | #VALUE! | #VALUE! | #VALUE! | #VALUE! | #N/A | #N/A | #N/A | 0.093
10 | 22 | #VALUE! | #VALUE! | #VALUE! | #VALUE! | #VALUE! | #N/A | #N/A | #N/A | 0.093
10 | 23 | #VALUE! | #VALUE! | #VALUE! | #VALUE! | #VALUE! | #N/A | #N/A | #N/A | 0.093
10 | 24 | #VALUE! | #VALUE! | #VALUE! | #VALUE! | #VALUE! | #N/A | #N/A | #N/A | 0.093
10 | 25 | #VALUE! | #VALUE! | #VALUE! | #VALUE! | #VALUE! | #N/A | #N/A | #N/A | 0.093
10 | 26 | #VALUE! | #VALUE! | #VALUE! | #VALUE! | #VALUE! | #N/A | #N/A | #N/A | 0.093
10 | 27 | #VALUE! | #VALUE! | #VALUE! | #VALUE! | #VALUE! | #N/A | #N/A | #N/A | 0.093
10 | 28 | #VALUE! | #VALUE! | #VALUE! | #VALUE! | #VALUE! | #N/A | #N/A | #N/A | 0.093
10 | 29 | #VALUE! | #VALUE! | #VALUE! | #VALUE! | #VALUE! | #N/A | #N/A | #N/A | 0.093
10 | 30 | #VALUE! | #VALUE! | #VALUE! | #VALUE! | #VALUE! | #N/A | #N/A | #N/A | 0.093
10 | 31 | #VALUE! | #VALUE! | #VALUE! | #VALUE! | #VALUE! | #N/A | #N/A | #N/A | 0.093
11 | 1 | #VALUE! | #VALUE! | #VALUE! | #VALUE! | #VALUE! | #N/A | #N/A | #N/A | 0.06
11 | 2 | #VALUE! | #VALUE! | #VALUE! | #VALUE! | #VALUE! | #N/A | #N/A | #N/A | 0.06
11 | 3 | #VALUE! | #VALUE! | #VALUE! | #VALUE! | #VALUE! | #N/A | #N/A | #N/A | 0.06
11 | 4 | #VALUE! | #VALUE! | #VALUE! | #VALUE! | #VALUE! | #N/A | #N/A | #N/A | 0.06
11 | 5 | #VALUE! | #VALUE! | #VALUE! | #VALUE! | #VALUE! | #N/A | #N/A | #N/A | 0.06
11 | 6 | #VALUE! | #VALUE! | #VALUE! | #VALUE! | #VALUE! | #N/A | #N/A | #N/A | 0.06
11 | 7 | #VALUE! | #VALUE! | #VALUE! | #VALUE! | #VALUE! | #N/A | #N/A | #N/A | 0.06
11 | 8 | #VALUE! | #VALUE! | #VALUE! | #VALUE! | #VALUE! | #N/A | #N/A | #N/A | 0.06
11 | 9 | #VALUE! | #VALUE! | #VALUE! | #VALUE! | #VALUE! | #N/A | #N/A | #N/A | 0.06
11 | 10 | #VALUE! | #VALUE! | #VALUE! | #VALUE! | #VALUE! | #N/A | #N/A | #N/A | 0.06
11 | 11 | #VALUE! | #VALUE! | #VALUE! | #VALUE! | #VALUE! | #N/A | #N/A | #N/A | 0.06
11 | 12 | #VALUE! | #VALUE! | #VALUE! | #VALUE! | #VALUE! | #N/A | #N/A | #N/A | 0.06
11 | 13 | #VALUE! | #VALUE! | #VALUE! | #VALUE! | #VALUE! | #N/A | #N/A | #N/A | 0.06
11 | 14 | #VALUE! | #VALUE! | #VALUE! | #VALUE! | #VALUE! | #N/A | #N/A | #N/A | 0.06
11 | 15 | #VALUE! | #VALUE! | #VALUE! | #VALUE! | #VALUE! | #N/A | #N/A | #N/A | 0.06
11 | 16 | #VALUE! | #VALUE! | #VALUE! | #VALUE! | #VALUE! | #N/A | #N/A | #N/A | 0.06
11 | 17 | #VALUE! | #VALUE! | #VALUE! | #VALUE! | #VALUE! | #N/A | #N/A | #N/A | 0.06
11 | 18 | #VALUE! | #VALUE! | #VALUE! | #VALUE! | #VALUE! | #N/A | #N/A | #N/A | 0.06
11 | 19 | #VALUE! | #VALUE! | #VALUE! | #VALUE! | #VALUE! | #N/A | #N/A | #N/A | 0.06
11 | 20 | #VALUE! | #VALUE! | #VALUE! | #VALUE! | #VALUE! | #N/A | #N/A | #N/A | 0.06
11 | 21 | #VALUE! | #VALUE! | #VALUE! | #VALUE! | #VALUE! | #N/A | #N/A | #N/A | 0.06
11 | 22 | #VALUE! | #VALUE! | #VALUE! | #VALUE! | #VALUE! | #N/A | #N/A | #N/A | 0.06
11 | 23 | #VALUE! | #VALUE! | #VALUE! | #VALUE! | #VALUE! | #N/A | #N/A | #N/A | 0.06
11 | 24 | #VALUE! | #VALUE! | #VALUE! | #VALUE! | #VALUE! | #N/A | #N/A | #N/A | 0.06
11 | 25 | #VALUE! | #VALUE! | #VALUE! | #VALUE! | #VALUE! | #N/A | #N/A | #N/A | 0.06
11 | 26 | #VALUE! | #VALUE! | #VALUE! | #VALUE! | #VALUE! | #N/A | #N/A | #N/A | 0.06
11 | 27 | #VALUE! | #VALUE! | #VALUE! | #VALUE! | #VALUE! | #N/A | #N/A | #N/A | 0.06
11 | 28 | #VALUE! | #VALUE! | #VALUE! | #VALUE! | #VALUE! | #N/A | #N/A | #N/A | 0.06
11 | 29 | #VALUE! | #VALUE! | #VALUE! | #VALUE! | #VALUE! | #N/A | #N/A | #N/A | 0.06
11 | 30 | #VALUE! | #VALUE! | #VALUE! | #VALUE! | #VALUE! | #N/A | #N/A | #N/A | 0.06
12 | 1 | #VALUE! | #VALUE! | #VALUE! | #VALUE! | #VALUE! | #N/A | #N/A | #N/A | 0.041333
12 | 2 | #VALUE! | #VALUE! | #VALUE! | #VALUE! | #VALUE! | #N/A | #N/A | #N/A | 0.041333
12 | 3 | #VALUE! | #VALUE! | #VALUE! | #VALUE! | #VALUE! | #N/A | #N/A | #N/A | 0.041333
12 | 4 | #VALUE! | #VALUE! | #VALUE! | #VALUE! | #VALUE! | #N/A | #N/A | #N/A | 0.041333
12 | 5 | #VALUE! | #VALUE! | #VALUE! | #VALUE! | #VALUE! | #N/A | #N/A | #N/A | 0.041333
12 | 6 | #VALUE! | #VALUE! | #VALUE! | #VALUE! | #VALUE! | #N/A | #N/A | #N/A | 0.041333
12 | 7 | #VALUE! | #VALUE! | #VALUE! | #VALUE! | #VALUE! | #N/A | #N/A | #N/A | 0.041333
12 | 8 | #VALUE! | #VALUE! | #VALUE! | #VALUE! | #VALUE! | #N/A | #N/A | #N/A | 0.041333
12 | 9 | #VALUE! | #VALUE! | #VALUE! | #VALUE! | #VALUE! | #N/A | #N/A | #N/A | 0.041333
12 | 10 | #VALUE! | #VALUE! | #VALUE! | #VALUE! | #VALUE! | #N/A | #N/A | #N/A | 0.041333
12 | 11 | #VALUE! | #VALUE! | #VALUE! | #VALUE! | #VALUE! | #N/A | #N/A | #N/A | 0.041333
12 | 12 | #VALUE! | #VALUE! | #VALUE! | #VALUE! | #VALUE! | #N/A | #N/A | #N/A | 0.041333
12 | 13 | #VALUE! | #VALUE! | #VALUE! | #VALUE! | #VALUE! | #N/A | #N/A | #N/A | 0.041333
12 | 14 | #VALUE! | #VALUE! | #VALUE! | #VALUE! | #VALUE! | #N/A | #N/A | #N/A | 0.041333
12 | 15 | #VALUE! | #VALUE! | #VALUE! | #VALUE! | #VALUE! | #N/A | #N/A | #N/A | 0.041333
12 | 16 | #VALUE! | #VALUE! | #VALUE! | #VALUE! | #VALUE! | #N/A | #N/A | #N/A | 0.041333
12 | 17 | #VALUE! | #VALUE! | #VALUE! | #VALUE! | #VALUE! | #N/A | #N/A | #N/A | 0.041333
12 | 18 | #VALUE! | #VALUE! | #VALUE! | #VALUE! | #VALUE! | #N/A | #N/A | #N/A | 0.041333
12 | 19 | #VALUE! | #VALUE! | #VALUE! | #VALUE! | #VALUE! | #N/A | #N/A | #N/A | 0.041333
12 | 20 | #VALUE! | #VALUE! | #VALUE! | #VALUE! | #VALUE! | #N/A | #N/A | #N/A | 0.041333
12 | 21 | #VALUE! | #VALUE! | #VALUE! | #VALUE! | #VALUE! | #N/A | #N/A | #N/A | 0.041333
12 | 22 | #VALUE! | #VALUE! | #VALUE! | #VALUE! | #VALUE! | #N/A | #N/A | #N/A | 0.041333
12 | 23 | #VALUE! | #VALUE! | #VALUE! | #VALUE! | #VALUE! | #N/A | #N/A | #N/A | 0.041333
12 | 24 | #VALUE! | #VALUE! | #VALUE! | #VALUE! | #VALUE! | #N/A | #N/A | #N/A | 0.041333
12 | 25 | #VALUE! | #VALUE! | #VALUE! | #VALUE! | #VALUE! | #N/A | #N/A | #N/A | 0.041333
12 | 26 | #VALUE! | #VALUE! | #VALUE! | #VALUE! | #VALUE! | #N/A | #N/A | #N/A | 0.041333
12 | 27 | #VALUE! | #VALUE! | #VALUE! | #VALUE! | #VALUE! | #N/A | #N/A | #N/A | 0.041333
12 | 28 | #VALUE! | #VALUE! | #VALUE! | #VALUE! | #VALUE! | #N/A | #N/A | #N/A | 0.041333
12 | 29 | #VALUE! | #VALUE! | #VALUE! | #VALUE! | #VALUE! | #N/A | #N/A | #N/A | 0.041333
12 | 30 | #VALUE! | #VALUE! | #VALUE! | #VALUE! | #VALUE! | #N/A | #N/A | #N/A | 0.041333
12 | 31 | #VALUE! | #VALUE! | #VALUE! | #VALUE! | #VALUE! | #N/A | #N/A | #N/A | 0.041333
|  | Total: | #VALUE!
Note on C1: Rebecca McDonnell: =C-value x drainage area (user input) x precip
Note on K1: Rebecca McDonnell: ET values from column AE, divided by 30 for daily values

## Water Supply Infiltration Calcs
MONTH | DAY | RUNOFF (AF) | OUT (AF) | SPILL (AF) | Mass balance | Volume in Storage | precip (i) | Infiltration (AFY)
[5 empty] | 0 | 0 |  |  | This Project: |  | Soil Type | Infiltration Rate
1 | 1 | #VALUE! | 0 | #VALUE! | #VALUE! | #VALUE! | #N/A | #N/A | Infiltration Rate: | #N/A | A | 0.45
1 | 2 | #VALUE! | 0 | #VALUE! | #VALUE! | #VALUE! | #N/A | #N/A | Capacity: | - | B | 0.3
1 | 3 | #VALUE! | 0 | #VALUE! | #VALUE! | #VALUE! | #N/A | #N/A |  |  | C | 0.15
1 | 4 | #VALUE! | 0 | #VALUE! | #VALUE! | #VALUE! | #N/A | #N/A |  |  | D | 0.05
1 | 5 | #VALUE! | 0 | #VALUE! | #VALUE! | #VALUE! | #N/A | #N/A
1 | 6 | #VALUE! | 0 | #VALUE! | #VALUE! | #VALUE! | #N/A | #N/A
1 | 7 | #VALUE! | 0 | #VALUE! | #VALUE! | #VALUE! | #N/A | #N/A
1 | 8 | #VALUE! | 0 | #VALUE! | #VALUE! | #VALUE! | #N/A | #N/A
1 | 9 | #VALUE! | 0 | #VALUE! | #VALUE! | #VALUE! | #N/A | #N/A
1 | 10 | #VALUE! | 0 | #VALUE! | #VALUE! | #VALUE! | #N/A | #N/A
1 | 11 | #VALUE! | 0 | #VALUE! | #VALUE! | #VALUE! | #N/A | #N/A
1 | 12 | #VALUE! | 0 | #VALUE! | #VALUE! | #VALUE! | #N/A | #N/A
1 | 13 | #VALUE! | 0 | #VALUE! | #VALUE! | #VALUE! | #N/A | #N/A
1 | 14 | #VALUE! | 0 | #VALUE! | #VALUE! | #VALUE! | #N/A | #N/A
1 | 15 | #VALUE! | 0 | #VALUE! | #VALUE! | #VALUE! | #N/A | #N/A
1 | 16 | #VALUE! | 0 | #VALUE! | #VALUE! | #VALUE! | #N/A | #N/A
1 | 17 | #VALUE! | 0 | #VALUE! | #VALUE! | #VALUE! | #N/A | #N/A
1 | 18 | #VALUE! | 0 | #VALUE! | #VALUE! | #VALUE! | #N/A | #N/A
1 | 19 | #VALUE! | 0 | #VALUE! | #VALUE! | #VALUE! | #N/A | #N/A
1 | 20 | #VALUE! | 0 | #VALUE! | #VALUE! | #VALUE! | #N/A | #N/A
1 | 21 | #VALUE! | 0 | #VALUE! | #VALUE! | #VALUE! | #N/A | #N/A
1 | 22 | #VALUE! | 0 | #VALUE! | #VALUE! | #VALUE! | #N/A | #N/A
1 | 23 | #VALUE! | 0 | #VALUE! | #VALUE! | #VALUE! | #N/A | #N/A
1 | 24 | #VALUE! | 0 | #VALUE! | #VALUE! | #VALUE! | #N/A | #N/A
1 | 25 | #VALUE! | 0 | #VALUE! | #VALUE! | #VALUE! | #N/A | #N/A
1 | 26 | #VALUE! | 0 | #VALUE! | #VALUE! | #VALUE! | #N/A | #N/A
1 | 27 | #VALUE! | 0 | #VALUE! | #VALUE! | #VALUE! | #N/A | #N/A
1 | 28 | #VALUE! | 0 | #VALUE! | #VALUE! | #VALUE! | #N/A | #N/A
1 | 29 | #VALUE! | 0 | #VALUE! | #VALUE! | #VALUE! | #N/A | #N/A
1 | 30 | #VALUE! | 0 | #VALUE! | #VALUE! | #VALUE! | #N/A | #N/A
1 | 31 | #VALUE! | 0 | #VALUE! | #VALUE! | #VALUE! | #N/A | #N/A
2 | 1 | #VALUE! | 0 | #VALUE! | #VALUE! | #VALUE! | #N/A | #N/A
2 | 2 | #VALUE! | 0 | #VALUE! | #VALUE! | #VALUE! | #N/A | #N/A
2 | 3 | #VALUE! | 0 | #VALUE! | #VALUE! | #VALUE! | #N/A | #N/A
2 | 4 | #VALUE! | 0 | #VALUE! | #VALUE! | #VALUE! | #N/A | #N/A
2 | 5 | #VALUE! | 0 | #VALUE! | #VALUE! | #VALUE! | #N/A | #N/A
2 | 6 | #VALUE! | 0 | #VALUE! | #VALUE! | #VALUE! | #N/A | #N/A
2 | 7 | #VALUE! | 0 | #VALUE! | #VALUE! | #VALUE! | #N/A | #N/A
2 | 8 | #VALUE! | 0 | #VALUE! | #VALUE! | #VALUE! | #N/A | #N/A
2 | 9 | #VALUE! | 0 | #VALUE! | #VALUE! | #VALUE! | #N/A | #N/A
2 | 10 | #VALUE! | 0 | #VALUE! | #VALUE! | #VALUE! | #N/A | #N/A
2 | 11 | #VALUE! | 0 | #VALUE! | #VALUE! | #VALUE! | #N/A | #N/A
2 | 12 | #VALUE! | 0 | #VALUE! | #VALUE! | #VALUE! | #N/A | #N/A
2 | 13 | #VALUE! | 0 | #VALUE! | #VALUE! | #VALUE! | #N/A | #N/A
2 | 14 | #VALUE! | 0 | #VALUE! | #VALUE! | #VALUE! | #N/A | #N/A
2 | 15 | #VALUE! | 0 | #VALUE! | #VALUE! | #VALUE! | #N/A | #N/A
2 | 16 | #VALUE! | 0 | #VALUE! | #VALUE! | #VALUE! | #N/A | #N/A
2 | 17 | #VALUE! | 0 | #VALUE! | #VALUE! | #VALUE! | #N/A | #N/A
2 | 18 | #VALUE! | 0 | #VALUE! | #VALUE! | #VALUE! | #N/A | #N/A
2 | 19 | #VALUE! | 0 | #VALUE! | #VALUE! | #VALUE! | #N/A | #N/A
2 | 20 | #VALUE! | 0 | #VALUE! | #VALUE! | #VALUE! | #N/A | #N/A
2 | 21 | #VALUE! | 0 | #VALUE! | #VALUE! | #VALUE! | #N/A | #N/A
2 | 22 | #VALUE! | 0 | #VALUE! | #VALUE! | #VALUE! | #N/A | #N/A
2 | 23 | #VALUE! | 0 | #VALUE! | #VALUE! | #VALUE! | #N/A | #N/A
2 | 24 | #VALUE! | 0 | #VALUE! | #VALUE! | #VALUE! | #N/A | #N/A
2 | 25 | #VALUE! | 0 | #VALUE! | #VALUE! | #VALUE! | #N/A | #N/A
2 | 26 | #VALUE! | 0 | #VALUE! | #VALUE! | #VALUE! | #N/A | #N/A
2 | 27 | #VALUE! | 0 | #VALUE! | #VALUE! | #VALUE! | #N/A | #N/A
2 | 28 | #VALUE! | 0 | #VALUE! | #VALUE! | #VALUE! | #N/A | #N/A
2 | 29 | #VALUE! | 0 | #VALUE! | #VALUE! | #VALUE! | #N/A | #N/A
3 | 1 | #VALUE! | 0 | #VALUE! | #VALUE! | #VALUE! | #N/A | #N/A
3 | 2 | #VALUE! | 0 | #VALUE! | #VALUE! | #VALUE! | #N/A | #N/A
3 | 3 | #VALUE! | 0 | #VALUE! | #VALUE! | #VALUE! | #N/A | #N/A
3 | 4 | #VALUE! | 0 | #VALUE! | #VALUE! | #VALUE! | #N/A | #N/A
3 | 5 | #VALUE! | 0 | #VALUE! | #VALUE! | #VALUE! | #N/A | #N/A
3 | 6 | #VALUE! | 0 | #VALUE! | #VALUE! | #VALUE! | #N/A | #N/A
3 | 7 | #VALUE! | 0 | #VALUE! | #VALUE! | #VALUE! | #N/A | #N/A
3 | 8 | #VALUE! | 0 | #VALUE! | #VALUE! | #VALUE! | #N/A | #N/A
3 | 9 | #VALUE! | 0 | #VALUE! | #VALUE! | #VALUE! | #N/A | #N/A
3 | 10 | #VALUE! | 0 | #VALUE! | #VALUE! | #VALUE! | #N/A | #N/A
3 | 11 | #VALUE! | 0 | #VALUE! | #VALUE! | #VALUE! | #N/A | #N/A
3 | 12 | #VALUE! | 0 | #VALUE! | #VALUE! | #VALUE! | #N/A | #N/A
3 | 13 | #VALUE! | 0 | #VALUE! | #VALUE! | #VALUE! | #N/A | #N/A
3 | 14 | #VALUE! | 0 | #VALUE! | #VALUE! | #VALUE! | #N/A | #N/A
3 | 15 | #VALUE! | 0 | #VALUE! | #VALUE! | #VALUE! | #N/A | #N/A
3 | 16 | #VALUE! | 0 | #VALUE! | #VALUE! | #VALUE! | #N/A | #N/A
3 | 17 | #VALUE! | 0 | #VALUE! | #VALUE! | #VALUE! | #N/A | #N/A
3 | 18 | #VALUE! | 0 | #VALUE! | #VALUE! | #VALUE! | #N/A | #N/A
3 | 19 | #VALUE! | 0 | #VALUE! | #VALUE! | #VALUE! | #N/A | #N/A
3 | 20 | #VALUE! | 0 | #VALUE! | #VALUE! | #VALUE! | #N/A | #N/A
3 | 21 | #VALUE! | 0 | #VALUE! | #VALUE! | #VALUE! | #N/A | #N/A
3 | 22 | #VALUE! | 0 | #VALUE! | #VALUE! | #VALUE! | #N/A | #N/A
3 | 23 | #VALUE! | 0 | #VALUE! | #VALUE! | #VALUE! | #N/A | #N/A
3 | 24 | #VALUE! | 0 | #VALUE! | #VALUE! | #VALUE! | #N/A | #N/A
3 | 25 | #VALUE! | 0 | #VALUE! | #VALUE! | #VALUE! | #N/A | #N/A
3 | 26 | #VALUE! | 0 | #VALUE! | #VALUE! | #VALUE! | #N/A | #N/A
3 | 27 | #VALUE! | 0 | #VALUE! | #VALUE! | #VALUE! | #N/A | #N/A
3 | 28 | #VALUE! | 0 | #VALUE! | #VALUE! | #VALUE! | #N/A | #N/A
3 | 29 | #VALUE! | 0 | #VALUE! | #VALUE! | #VALUE! | #N/A | #N/A
3 | 30 | #VALUE! | 0 | #VALUE! | #VALUE! | #VALUE! | #N/A | #N/A
3 | 31 | #VALUE! | 0 | #VALUE! | #VALUE! | #VALUE! | #N/A | #N/A
4 | 1 | #VALUE! | 0 | #VALUE! | #VALUE! | #VALUE! | #N/A | #N/A
4 | 2 | #VALUE! | 0 | #VALUE! | #VALUE! | #VALUE! | #N/A | #N/A
4 | 3 | #VALUE! | 0 | #VALUE! | #VALUE! | #VALUE! | #N/A | #N/A
4 | 4 | #VALUE! | 0 | #VALUE! | #VALUE! | #VALUE! | #N/A | #N/A
4 | 5 | #VALUE! | 0 | #VALUE! | #VALUE! | #VALUE! | #N/A | #N/A
4 | 6 | #VALUE! | 0 | #VALUE! | #VALUE! | #VALUE! | #N/A | #N/A
4 | 7 | #VALUE! | 0 | #VALUE! | #VALUE! | #VALUE! | #N/A | #N/A
4 | 8 | #VALUE! | 0 | #VALUE! | #VALUE! | #VALUE! | #N/A | #N/A
4 | 9 | #VALUE! | 0 | #VALUE! | #VALUE! | #VALUE! | #N/A | #N/A
4 | 10 | #VALUE! | 0 | #VALUE! | #VALUE! | #VALUE! | #N/A | #N/A
4 | 11 | #VALUE! | 0 | #VALUE! | #VALUE! | #VALUE! | #N/A | #N/A
4 | 12 | #VALUE! | 0 | #VALUE! | #VALUE! | #VALUE! | #N/A | #N/A
4 | 13 | #VALUE! | 0 | #VALUE! | #VALUE! | #VALUE! | #N/A | #N/A
4 | 14 | #VALUE! | 0 | #VALUE! | #VALUE! | #VALUE! | #N/A | #N/A
4 | 15 | #VALUE! | 0 | #VALUE! | #VALUE! | #VALUE! | #N/A | #N/A
4 | 16 | #VALUE! | 0 | #VALUE! | #VALUE! | #VALUE! | #N/A | #N/A
4 | 17 | #VALUE! | 0 | #VALUE! | #VALUE! | #VALUE! | #N/A | #N/A
4 | 18 | #VALUE! | 0 | #VALUE! | #VALUE! | #VALUE! | #N/A | #N/A
4 | 19 | #VALUE! | 0 | #VALUE! | #VALUE! | #VALUE! | #N/A | #N/A
4 | 20 | #VALUE! | 0 | #VALUE! | #VALUE! | #VALUE! | #N/A | #N/A
4 | 21 | #VALUE! | 0 | #VALUE! | #VALUE! | #VALUE! | #N/A | #N/A
4 | 22 | #VALUE! | 0 | #VALUE! | #VALUE! | #VALUE! | #N/A | #N/A
4 | 23 | #VALUE! | 0 | #VALUE! | #VALUE! | #VALUE! | #N/A | #N/A
4 | 24 | #VALUE! | 0 | #VALUE! | #VALUE! | #VALUE! | #N/A | #N/A
4 | 25 | #VALUE! | 0 | #VALUE! | #VALUE! | #VALUE! | #N/A | #N/A
4 | 26 | #VALUE! | 0 | #VALUE! | #VALUE! | #VALUE! | #N/A | #N/A
4 | 27 | #VALUE! | 0 | #VALUE! | #VALUE! | #VALUE! | #N/A | #N/A
4 | 28 | #VALUE! | 0 | #VALUE! | #VALUE! | #VALUE! | #N/A | #N/A
4 | 29 | #VALUE! | 0 | #VALUE! | #VALUE! | #VALUE! | #N/A | #N/A
4 | 30 | #VALUE! | 0 | #VALUE! | #VALUE! | #VALUE! | #N/A | #N/A
5 | 1 | #VALUE! | 0 | #VALUE! | #VALUE! | #VALUE! | #N/A | #N/A
5 | 2 | #VALUE! | 0 | #VALUE! | #VALUE! | #VALUE! | #N/A | #N/A
5 | 3 | #VALUE! | 0 | #VALUE! | #VALUE! | #VALUE! | #N/A | #N/A
5 | 4 | #VALUE! | 0 | #VALUE! | #VALUE! | #VALUE! | #N/A | #N/A
5 | 5 | #VALUE! | 0 | #VALUE! | #VALUE! | #VALUE! | #N/A | #N/A
5 | 6 | #VALUE! | 0 | #VALUE! | #VALUE! | #VALUE! | #N/A | #N/A
5 | 7 | #VALUE! | 0 | #VALUE! | #VALUE! | #VALUE! | #N/A | #N/A
5 | 8 | #VALUE! | 0 | #VALUE! | #VALUE! | #VALUE! | #N/A | #N/A
5 | 9 | #VALUE! | 0 | #VALUE! | #VALUE! | #VALUE! | #N/A | #N/A
5 | 10 | #VALUE! | 0 | #VALUE! | #VALUE! | #VALUE! | #N/A | #N/A
5 | 11 | #VALUE! | 0 | #VALUE! | #VALUE! | #VALUE! | #N/A | #N/A
5 | 12 | #VALUE! | 0 | #VALUE! | #VALUE! | #VALUE! | #N/A | #N/A
5 | 13 | #VALUE! | 0 | #VALUE! | #VALUE! | #VALUE! | #N/A | #N/A
5 | 14 | #VALUE! | 0 | #VALUE! | #VALUE! | #VALUE! | #N/A | #N/A
5 | 15 | #VALUE! | 0 | #VALUE! | #VALUE! | #VALUE! | #N/A | #N/A
5 | 16 | #VALUE! | 0 | #VALUE! | #VALUE! | #VALUE! | #N/A | #N/A
5 | 17 | #VALUE! | 0 | #VALUE! | #VALUE! | #VALUE! | #N/A | #N/A
5 | 18 | #VALUE! | 0 | #VALUE! | #VALUE! | #VALUE! | #N/A | #N/A
5 | 19 | #VALUE! | 0 | #VALUE! | #VALUE! | #VALUE! | #N/A | #N/A
5 | 20 | #VALUE! | 0 | #VALUE! | #VALUE! | #VALUE! | #N/A | #N/A
5 | 21 | #VALUE! | 0 | #VALUE! | #VALUE! | #VALUE! | #N/A | #N/A
5 | 22 | #VALUE! | 0 | #VALUE! | #VALUE! | #VALUE! | #N/A | #N/A
5 | 23 | #VALUE! | 0 | #VALUE! | #VALUE! | #VALUE! | #N/A | #N/A
5 | 24 | #VALUE! | 0 | #VALUE! | #VALUE! | #VALUE! | #N/A | #N/A
5 | 25 | #VALUE! | 0 | #VALUE! | #VALUE! | #VALUE! | #N/A | #N/A
5 | 26 | #VALUE! | 0 | #VALUE! | #VALUE! | #VALUE! | #N/A | #N/A
5 | 27 | #VALUE! | 0 | #VALUE! | #VALUE! | #VALUE! | #N/A | #N/A
5 | 28 | #VALUE! | 0 | #VALUE! | #VALUE! | #VALUE! | #N/A | #N/A
5 | 29 | #VALUE! | 0 | #VALUE! | #VALUE! | #VALUE! | #N/A | #N/A
5 | 30 | #VALUE! | 0 | #VALUE! | #VALUE! | #VALUE! | #N/A | #N/A
5 | 31 | #VALUE! | 0 | #VALUE! | #VALUE! | #VALUE! | #N/A | #N/A
6 | 1 | #VALUE! | 0 | #VALUE! | #VALUE! | #VALUE! | #N/A | #N/A
6 | 2 | #VALUE! | 0 | #VALUE! | #VALUE! | #VALUE! | #N/A | #N/A
6 | 3 | #VALUE! | 0 | #VALUE! | #VALUE! | #VALUE! | #N/A | #N/A
6 | 4 | #VALUE! | 0 | #VALUE! | #VALUE! | #VALUE! | #N/A | #N/A
6 | 5 | #VALUE! | 0 | #VALUE! | #VALUE! | #VALUE! | #N/A | #N/A
6 | 6 | #VALUE! | 0 | #VALUE! | #VALUE! | #VALUE! | #N/A | #N/A
6 | 7 | #VALUE! | 0 | #VALUE! | #VALUE! | #VALUE! | #N/A | #N/A
6 | 8 | #VALUE! | 0 | #VALUE! | #VALUE! | #VALUE! | #N/A | #N/A
6 | 9 | #VALUE! | 0 | #VALUE! | #VALUE! | #VALUE! | #N/A | #N/A
6 | 10 | #VALUE! | 0 | #VALUE! | #VALUE! | #VALUE! | #N/A | #N/A
6 | 11 | #VALUE! | 0 | #VALUE! | #VALUE! | #VALUE! | #N/A | #N/A
6 | 12 | #VALUE! | 0 | #VALUE! | #VALUE! | #VALUE! | #N/A | #N/A
6 | 13 | #VALUE! | 0 | #VALUE! | #VALUE! | #VALUE! | #N/A | #N/A
6 | 14 | #VALUE! | 0 | #VALUE! | #VALUE! | #VALUE! | #N/A | #N/A
6 | 15 | #VALUE! | 0 | #VALUE! | #VALUE! | #VALUE! | #N/A | #N/A
6 | 16 | #VALUE! | 0 | #VALUE! | #VALUE! | #VALUE! | #N/A | #N/A
6 | 17 | #VALUE! | 0 | #VALUE! | #VALUE! | #VALUE! | #N/A | #N/A
6 | 18 | #VALUE! | 0 | #VALUE! | #VALUE! | #VALUE! | #N/A | #N/A
6 | 19 | #VALUE! | 0 | #VALUE! | #VALUE! | #VALUE! | #N/A | #N/A
6 | 20 | #VALUE! | 0 | #VALUE! | #VALUE! | #VALUE! | #N/A | #N/A
6 | 21 | #VALUE! | 0 | #VALUE! | #VALUE! | #VALUE! | #N/A | #N/A
6 | 22 | #VALUE! | 0 | #VALUE! | #VALUE! | #VALUE! | #N/A | #N/A
6 | 23 | #VALUE! | 0 | #VALUE! | #VALUE! | #VALUE! | #N/A | #N/A
6 | 24 | #VALUE! | 0 | #VALUE! | #VALUE! | #VALUE! | #N/A | #N/A
6 | 25 | #VALUE! | 0 | #VALUE! | #VALUE! | #VALUE! | #N/A | #N/A
6 | 26 | #VALUE! | 0 | #VALUE! | #VALUE! | #VALUE! | #N/A | #N/A
6 | 27 | #VALUE! | 0 | #VALUE! | #VALUE! | #VALUE! | #N/A | #N/A
6 | 28 | #VALUE! | 0 | #VALUE! | #VALUE! | #VALUE! | #N/A | #N/A
6 | 29 | #VALUE! | 0 | #VALUE! | #VALUE! | #VALUE! | #N/A | #N/A
6 | 30 | #VALUE! | 0 | #VALUE! | #VALUE! | #VALUE! | #N/A | #N/A
7 | 1 | #VALUE! | 0 | #VALUE! | #VALUE! | #VALUE! | #N/A | #N/A
7 | 2 | #VALUE! | 0 | #VALUE! | #VALUE! | #VALUE! | #N/A | #N/A
7 | 3 | #VALUE! | 0 | #VALUE! | #VALUE! | #VALUE! | #N/A | #N/A
7 | 4 | #VALUE! | 0 | #VALUE! | #VALUE! | #VALUE! | #N/A | #N/A
7 | 5 | #VALUE! | 0 | #VALUE! | #VALUE! | #VALUE! | #N/A | #N/A
7 | 6 | #VALUE! | 0 | #VALUE! | #VALUE! | #VALUE! | #N/A | #N/A
7 | 7 | #VALUE! | 0 | #VALUE! | #VALUE! | #VALUE! | #N/A | #N/A
7 | 8 | #VALUE! | 0 | #VALUE! | #VALUE! | #VALUE! | #N/A | #N/A
7 | 9 | #VALUE! | 0 | #VALUE! | #VALUE! | #VALUE! | #N/A | #N/A
7 | 10 | #VALUE! | 0 | #VALUE! | #VALUE! | #VALUE! | #N/A | #N/A
7 | 11 | #VALUE! | 0 | #VALUE! | #VALUE! | #VALUE! | #N/A | #N/A
7 | 12 | #VALUE! | 0 | #VALUE! | #VALUE! | #VALUE! | #N/A | #N/A
7 | 13 | #VALUE! | 0 | #VALUE! | #VALUE! | #VALUE! | #N/A | #N/A
7 | 14 | #VALUE! | 0 | #VALUE! | #VALUE! | #VALUE! | #N/A | #N/A
7 | 15 | #VALUE! | 0 | #VALUE! | #VALUE! | #VALUE! | #N/A | #N/A
7 | 16 | #VALUE! | 0 | #VALUE! | #VALUE! | #VALUE! | #N/A | #N/A
7 | 17 | #VALUE! | 0 | #VALUE! | #VALUE! | #VALUE! | #N/A | #N/A
7 | 18 | #VALUE! | 0 | #VALUE! | #VALUE! | #VALUE! | #N/A | #N/A
7 | 19 | #VALUE! | 0 | #VALUE! | #VALUE! | #VALUE! | #N/A | #N/A
7 | 20 | #VALUE! | 0 | #VALUE! | #VALUE! | #VALUE! | #N/A | #N/A
7 | 21 | #VALUE! | 0 | #VALUE! | #VALUE! | #VALUE! | #N/A | #N/A
7 | 22 | #VALUE! | 0 | #VALUE! | #VALUE! | #VALUE! | #N/A | #N/A
7 | 23 | #VALUE! | 0 | #VALUE! | #VALUE! | #VALUE! | #N/A | #N/A
7 | 24 | #VALUE! | 0 | #VALUE! | #VALUE! | #VALUE! | #N/A | #N/A
7 | 25 | #VALUE! | 0 | #VALUE! | #VALUE! | #VALUE! | #N/A | #N/A
7 | 26 | #VALUE! | 0 | #VALUE! | #VALUE! | #VALUE! | #N/A | #N/A
7 | 27 | #VALUE! | 0 | #VALUE! | #VALUE! | #VALUE! | #N/A | #N/A
7 | 28 | #VALUE! | 0 | #VALUE! | #VALUE! | #VALUE! | #N/A | #N/A
7 | 29 | #VALUE! | 0 | #VALUE! | #VALUE! | #VALUE! | #N/A | #N/A
7 | 30 | #VALUE! | 0 | #VALUE! | #VALUE! | #VALUE! | #N/A | #N/A
7 | 31 | #VALUE! | 0 | #VALUE! | #VALUE! | #VALUE! | #N/A | #N/A
8 | 1 | #VALUE! | 0 | #VALUE! | #VALUE! | #VALUE! | #N/A | #N/A
8 | 2 | #VALUE! | 0 | #VALUE! | #VALUE! | #VALUE! | #N/A | #N/A
8 | 3 | #VALUE! | 0 | #VALUE! | #VALUE! | #VALUE! | #N/A | #N/A
8 | 4 | #VALUE! | 0 | #VALUE! | #VALUE! | #VALUE! | #N/A | #N/A
8 | 5 | #VALUE! | 0 | #VALUE! | #VALUE! | #VALUE! | #N/A | #N/A
8 | 6 | #VALUE! | 0 | #VALUE! | #VALUE! | #VALUE! | #N/A | #N/A
8 | 7 | #VALUE! | 0 | #VALUE! | #VALUE! | #VALUE! | #N/A | #N/A
8 | 8 | #VALUE! | 0 | #VALUE! | #VALUE! | #VALUE! | #N/A | #N/A
8 | 9 | #VALUE! | 0 | #VALUE! | #VALUE! | #VALUE! | #N/A | #N/A
8 | 10 | #VALUE! | 0 | #VALUE! | #VALUE! | #VALUE! | #N/A | #N/A
8 | 11 | #VALUE! | 0 | #VALUE! | #VALUE! | #VALUE! | #N/A | #N/A
8 | 12 | #VALUE! | 0 | #VALUE! | #VALUE! | #VALUE! | #N/A | #N/A
8 | 13 | #VALUE! | 0 | #VALUE! | #VALUE! | #VALUE! | #N/A | #N/A
8 | 14 | #VALUE! | 0 | #VALUE! | #VALUE! | #VALUE! | #N/A | #N/A
8 | 15 | #VALUE! | 0 | #VALUE! | #VALUE! | #VALUE! | #N/A | #N/A
8 | 16 | #VALUE! | 0 | #VALUE! | #VALUE! | #VALUE! | #N/A | #N/A
8 | 17 | #VALUE! | 0 | #VALUE! | #VALUE! | #VALUE! | #N/A | #N/A
8 | 18 | #VALUE! | 0 | #VALUE! | #VALUE! | #VALUE! | #N/A | #N/A
8 | 19 | #VALUE! | 0 | #VALUE! | #VALUE! | #VALUE! | #N/A | #N/A
8 | 20 | #VALUE! | 0 | #VALUE! | #VALUE! | #VALUE! | #N/A | #N/A
8 | 21 | #VALUE! | 0 | #VALUE! | #VALUE! | #VALUE! | #N/A | #N/A
8 | 22 | #VALUE! | 0 | #VALUE! | #VALUE! | #VALUE! | #N/A | #N/A
8 | 23 | #VALUE! | 0 | #VALUE! | #VALUE! | #VALUE! | #N/A | #N/A
8 | 24 | #VALUE! | 0 | #VALUE! | #VALUE! | #VALUE! | #N/A | #N/A
8 | 25 | #VALUE! | 0 | #VALUE! | #VALUE! | #VALUE! | #N/A | #N/A
8 | 26 | #VALUE! | 0 | #VALUE! | #VALUE! | #VALUE! | #N/A | #N/A
8 | 27 | #VALUE! | 0 | #VALUE! | #VALUE! | #VALUE! | #N/A | #N/A
8 | 28 | #VALUE! | 0 | #VALUE! | #VALUE! | #VALUE! | #N/A | #N/A
8 | 29 | #VALUE! | 0 | #VALUE! | #VALUE! | #VALUE! | #N/A | #N/A
8 | 30 | #VALUE! | 0 | #VALUE! | #VALUE! | #VALUE! | #N/A | #N/A
8 | 31 | #VALUE! | 0 | #VALUE! | #VALUE! | #VALUE! | #N/A | #N/A
9 | 1 | #VALUE! | 0 | #VALUE! | #VALUE! | #VALUE! | #N/A | #N/A
9 | 2 | #VALUE! | 0 | #VALUE! | #VALUE! | #VALUE! | #N/A | #N/A
9 | 3 | #VALUE! | 0 | #VALUE! | #VALUE! | #VALUE! | #N/A | #N/A
9 | 4 | #VALUE! | 0 | #VALUE! | #VALUE! | #VALUE! | #N/A | #N/A
9 | 5 | #VALUE! | 0 | #VALUE! | #VALUE! | #VALUE! | #N/A | #N/A
9 | 6 | #VALUE! | 0 | #VALUE! | #VALUE! | #VALUE! | #N/A | #N/A
9 | 7 | #VALUE! | 0 | #VALUE! | #VALUE! | #VALUE! | #N/A | #N/A
9 | 8 | #VALUE! | 0 | #VALUE! | #VALUE! | #VALUE! | #N/A | #N/A
9 | 9 | #VALUE! | 0 | #VALUE! | #VALUE! | #VALUE! | #N/A | #N/A
9 | 10 | #VALUE! | 0 | #VALUE! | #VALUE! | #VALUE! | #N/A | #N/A
9 | 11 | #VALUE! | 0 | #VALUE! | #VALUE! | #VALUE! | #N/A | #N/A
9 | 12 | #VALUE! | 0 | #VALUE! | #VALUE! | #VALUE! | #N/A | #N/A
9 | 13 | #VALUE! | 0 | #VALUE! | #VALUE! | #VALUE! | #N/A | #N/A
9 | 14 | #VALUE! | 0 | #VALUE! | #VALUE! | #VALUE! | #N/A | #N/A
9 | 15 | #VALUE! | 0 | #VALUE! | #VALUE! | #VALUE! | #N/A | #N/A
9 | 16 | #VALUE! | 0 | #VALUE! | #VALUE! | #VALUE! | #N/A | #N/A
9 | 17 | #VALUE! | 0 | #VALUE! | #VALUE! | #VALUE! | #N/A | #N/A
9 | 18 | #VALUE! | 0 | #VALUE! | #VALUE! | #VALUE! | #N/A | #N/A
9 | 19 | #VALUE! | 0 | #VALUE! | #VALUE! | #VALUE! | #N/A | #N/A
9 | 20 | #VALUE! | 0 | #VALUE! | #VALUE! | #VALUE! | #N/A | #N/A
9 | 21 | #VALUE! | 0 | #VALUE! | #VALUE! | #VALUE! | #N/A | #N/A
9 | 22 | #VALUE! | 0 | #VALUE! | #VALUE! | #VALUE! | #N/A | #N/A
9 | 23 | #VALUE! | 0 | #VALUE! | #VALUE! | #VALUE! | #N/A | #N/A
9 | 24 | #VALUE! | 0 | #VALUE! | #VALUE! | #VALUE! | #N/A | #N/A
9 | 25 | #VALUE! | 0 | #VALUE! | #VALUE! | #VALUE! | #N/A | #N/A
9 | 26 | #VALUE! | 0 | #VALUE! | #VALUE! | #VALUE! | #N/A | #N/A
9 | 27 | #VALUE! | 0 | #VALUE! | #VALUE! | #VALUE! | #N/A | #N/A
9 | 28 | #VALUE! | 0 | #VALUE! | #VALUE! | #VALUE! | #N/A | #N/A
9 | 29 | #VALUE! | 0 | #VALUE! | #VALUE! | #VALUE! | #N/A | #N/A
9 | 30 | #VALUE! | 0 | #VALUE! | #VALUE! | #VALUE! | #N/A | #N/A
10 | 1 | #VALUE! | 0 | #VALUE! | #VALUE! | #VALUE! | #N/A | #N/A
10 | 2 | #VALUE! | 0 | #VALUE! | #VALUE! | #VALUE! | #N/A | #N/A
10 | 3 | #VALUE! | 0 | #VALUE! | #VALUE! | #VALUE! | #N/A | #N/A
10 | 4 | #VALUE! | 0 | #VALUE! | #VALUE! | #VALUE! | #N/A | #N/A
10 | 5 | #VALUE! | 0 | #VALUE! | #VALUE! | #VALUE! | #N/A | #N/A
10 | 6 | #VALUE! | 0 | #VALUE! | #VALUE! | #VALUE! | #N/A | #N/A
10 | 7 | #VALUE! | 0 | #VALUE! | #VALUE! | #VALUE! | #N/A | #N/A
10 | 8 | #VALUE! | 0 | #VALUE! | #VALUE! | #VALUE! | #N/A | #N/A
10 | 9 | #VALUE! | 0 | #VALUE! | #VALUE! | #VALUE! | #N/A | #N/A
10 | 10 | #VALUE! | 0 | #VALUE! | #VALUE! | #VALUE! | #N/A | #N/A
10 | 11 | #VALUE! | 0 | #VALUE! | #VALUE! | #VALUE! | #N/A | #N/A
10 | 12 | #VALUE! | 0 | #VALUE! | #VALUE! | #VALUE! | #N/A | #N/A
10 | 13 | #VALUE! | 0 | #VALUE! | #VALUE! | #VALUE! | #N/A | #N/A
10 | 14 | #VALUE! | 0 | #VALUE! | #VALUE! | #VALUE! | #N/A | #N/A
10 | 15 | #VALUE! | 0 | #VALUE! | #VALUE! | #VALUE! | #N/A | #N/A
10 | 16 | #VALUE! | 0 | #VALUE! | #VALUE! | #VALUE! | #N/A | #N/A
10 | 17 | #VALUE! | 0 | #VALUE! | #VALUE! | #VALUE! | #N/A | #N/A
10 | 18 | #VALUE! | 0 | #VALUE! | #VALUE! | #VALUE! | #N/A | #N/A
10 | 19 | #VALUE! | 0 | #VALUE! | #VALUE! | #VALUE! | #N/A | #N/A
10 | 20 | #VALUE! | 0 | #VALUE! | #VALUE! | #VALUE! | #N/A | #N/A
10 | 21 | #VALUE! | 0 | #VALUE! | #VALUE! | #VALUE! | #N/A | #N/A
10 | 22 | #VALUE! | 0 | #VALUE! | #VALUE! | #VALUE! | #N/A | #N/A
10 | 23 | #VALUE! | 0 | #VALUE! | #VALUE! | #VALUE! | #N/A | #N/A
10 | 24 | #VALUE! | 0 | #VALUE! | #VALUE! | #VALUE! | #N/A | #N/A
10 | 25 | #VALUE! | 0 | #VALUE! | #VALUE! | #VALUE! | #N/A | #N/A
10 | 26 | #VALUE! | 0 | #VALUE! | #VALUE! | #VALUE! | #N/A | #N/A
10 | 27 | #VALUE! | 0 | #VALUE! | #VALUE! | #VALUE! | #N/A | #N/A
10 | 28 | #VALUE! | 0 | #VALUE! | #VALUE! | #VALUE! | #N/A | #N/A
10 | 29 | #VALUE! | 0 | #VALUE! | #VALUE! | #VALUE! | #N/A | #N/A
10 | 30 | #VALUE! | 0 | #VALUE! | #VALUE! | #VALUE! | #N/A | #N/A
10 | 31 | #VALUE! | 0 | #VALUE! | #VALUE! | #VALUE! | #N/A | #N/A
11 | 1 | #VALUE! | 0 | #VALUE! | #VALUE! | #VALUE! | #N/A | #N/A
11 | 2 | #VALUE! | 0 | #VALUE! | #VALUE! | #VALUE! | #N/A | #N/A
11 | 3 | #VALUE! | 0 | #VALUE! | #VALUE! | #VALUE! | #N/A | #N/A
11 | 4 | #VALUE! | 0 | #VALUE! | #VALUE! | #VALUE! | #N/A | #N/A
11 | 5 | #VALUE! | 0 | #VALUE! | #VALUE! | #VALUE! | #N/A | #N/A
11 | 6 | #VALUE! | 0 | #VALUE! | #VALUE! | #VALUE! | #N/A | #N/A
11 | 7 | #VALUE! | 0 | #VALUE! | #VALUE! | #VALUE! | #N/A | #N/A
11 | 8 | #VALUE! | 0 | #VALUE! | #VALUE! | #VALUE! | #N/A | #N/A
11 | 9 | #VALUE! | 0 | #VALUE! | #VALUE! | #VALUE! | #N/A | #N/A
11 | 10 | #VALUE! | 0 | #VALUE! | #VALUE! | #VALUE! | #N/A | #N/A
11 | 11 | #VALUE! | 0 | #VALUE! | #VALUE! | #VALUE! | #N/A | #N/A
11 | 12 | #VALUE! | 0 | #VALUE! | #VALUE! | #VALUE! | #N/A | #N/A
11 | 13 | #VALUE! | 0 | #VALUE! | #VALUE! | #VALUE! | #N/A | #N/A
11 | 14 | #VALUE! | 0 | #VALUE! | #VALUE! | #VALUE! | #N/A | #N/A
11 | 15 | #VALUE! | 0 | #VALUE! | #VALUE! | #VALUE! | #N/A | #N/A
11 | 16 | #VALUE! | 0 | #VALUE! | #VALUE! | #VALUE! | #N/A | #N/A
11 | 17 | #VALUE! | 0 | #VALUE! | #VALUE! | #VALUE! | #N/A | #N/A
11 | 18 | #VALUE! | 0 | #VALUE! | #VALUE! | #VALUE! | #N/A | #N/A
11 | 19 | #VALUE! | 0 | #VALUE! | #VALUE! | #VALUE! | #N/A | #N/A
11 | 20 | #VALUE! | 0 | #VALUE! | #VALUE! | #VALUE! | #N/A | #N/A
11 | 21 | #VALUE! | 0 | #VALUE! | #VALUE! | #VALUE! | #N/A | #N/A
11 | 22 | #VALUE! | 0 | #VALUE! | #VALUE! | #VALUE! | #N/A | #N/A
11 | 23 | #VALUE! | 0 | #VALUE! | #VALUE! | #VALUE! | #N/A | #N/A
11 | 24 | #VALUE! | 0 | #VALUE! | #VALUE! | #VALUE! | #N/A | #N/A
11 | 25 | #VALUE! | 0 | #VALUE! | #VALUE! | #VALUE! | #N/A | #N/A
11 | 26 | #VALUE! | 0 | #VALUE! | #VALUE! | #VALUE! | #N/A | #N/A
11 | 27 | #VALUE! | 0 | #VALUE! | #VALUE! | #VALUE! | #N/A | #N/A
11 | 28 | #VALUE! | 0 | #VALUE! | #VALUE! | #VALUE! | #N/A | #N/A
11 | 29 | #VALUE! | 0 | #VALUE! | #VALUE! | #VALUE! | #N/A | #N/A
11 | 30 | #VALUE! | 0 | #VALUE! | #VALUE! | #VALUE! | #N/A | #N/A
12 | 1 | #VALUE! | 0 | #VALUE! | #VALUE! | #VALUE! | #N/A | #N/A
12 | 2 | #VALUE! | 0 | #VALUE! | #VALUE! | #VALUE! | #N/A | #N/A
12 | 3 | #VALUE! | 0 | #VALUE! | #VALUE! | #VALUE! | #N/A | #N/A
12 | 4 | #VALUE! | 0 | #VALUE! | #VALUE! | #VALUE! | #N/A | #N/A
12 | 5 | #VALUE! | 0 | #VALUE! | #VALUE! | #VALUE! | #N/A | #N/A
12 | 6 | #VALUE! | 0 | #VALUE! | #VALUE! | #VALUE! | #N/A | #N/A
12 | 7 | #VALUE! | 0 | #VALUE! | #VALUE! | #VALUE! | #N/A | #N/A
12 | 8 | #VALUE! | 0 | #VALUE! | #VALUE! | #VALUE! | #N/A | #N/A
12 | 9 | #VALUE! | 0 | #VALUE! | #VALUE! | #VALUE! | #N/A | #N/A
12 | 10 | #VALUE! | 0 | #VALUE! | #VALUE! | #VALUE! | #N/A | #N/A
12 | 11 | #VALUE! | 0 | #VALUE! | #VALUE! | #VALUE! | #N/A | #N/A
12 | 12 | #VALUE! | 0 | #VALUE! | #VALUE! | #VALUE! | #N/A | #N/A
12 | 13 | #VALUE! | 0 | #VALUE! | #VALUE! | #VALUE! | #N/A | #N/A
12 | 14 | #VALUE! | 0 | #VALUE! | #VALUE! | #VALUE! | #N/A | #N/A
12 | 15 | #VALUE! | 0 | #VALUE! | #VALUE! | #VALUE! | #N/A | #N/A
12 | 16 | #VALUE! | 0 | #VALUE! | #VALUE! | #VALUE! | #N/A | #N/A
12 | 17 | #VALUE! | 0 | #VALUE! | #VALUE! | #VALUE! | #N/A | #N/A
12 | 18 | #VALUE! | 0 | #VALUE! | #VALUE! | #VALUE! | #N/A | #N/A
12 | 19 | #VALUE! | 0 | #VALUE! | #VALUE! | #VALUE! | #N/A | #N/A
12 | 20 | #VALUE! | 0 | #VALUE! | #VALUE! | #VALUE! | #N/A | #N/A
12 | 21 | #VALUE! | 0 | #VALUE! | #VALUE! | #VALUE! | #N/A | #N/A
12 | 22 | #VALUE! | 0 | #VALUE! | #VALUE! | #VALUE! | #N/A | #N/A
12 | 23 | #VALUE! | 0 | #VALUE! | #VALUE! | #VALUE! | #N/A | #N/A
12 | 24 | #VALUE! | 0 | #VALUE! | #VALUE! | #VALUE! | #N/A | #N/A
12 | 25 | #VALUE! | 0 | #VALUE! | #VALUE! | #VALUE! | #N/A | #N/A
12 | 26 | #VALUE! | 0 | #VALUE! | #VALUE! | #VALUE! | #N/A | #N/A
12 | 27 | #VALUE! | 0 | #VALUE! | #VALUE! | #VALUE! | #N/A | #N/A
12 | 28 | #VALUE! | 0 | #VALUE! | #VALUE! | #VALUE! | #N/A | #N/A
12 | 29 | #VALUE! | 0 | #VALUE! | #VALUE! | #VALUE! | #N/A | #N/A
12 | 30 | #VALUE! | 0 | #VALUE! | #VALUE! | #VALUE! | #N/A | #N/A
12 | 31 | #VALUE! | 0 | #VALUE! | #VALUE! | #VALUE! | #N/A | #N/A
|  | Total: | 0 |  |  |  |  | #N/A
Note on C1: Rebecca McDonnell: =C-value x drainage area (user input) x precip

## Flood Mgt Infiltration Calcs
MONTH | DAY | RUNOFF (AF) | OUT (AF) | SPILL (AF) | Mass balance | Volume in Storage | precip (i) | Infiltration (AFY)
[5 empty] | 0 | 0 |  |  | This Project: |  | Soil Type | Infiltration Rate
1 | 1 | #VALUE! | 0 | #VALUE! | #VALUE! | #VALUE! | #N/A | #N/A | Infiltration Rate: | #N/A | A | 0.45
1 | 2 | #VALUE! | 0 | #VALUE! | #VALUE! | #VALUE! | #N/A | #N/A | Capacity: | - | B | 0.3
1 | 3 | #VALUE! | 0 | #VALUE! | #VALUE! | #VALUE! | #N/A | #N/A |  |  | C | 0.15
1 | 4 | #VALUE! | 0 | #VALUE! | #VALUE! | #VALUE! | #N/A | #N/A |  |  | D | 0.05
1 | 5 | #VALUE! | 0 | #VALUE! | #VALUE! | #VALUE! | #N/A | #N/A
1 | 6 | #VALUE! | 0 | #VALUE! | #VALUE! | #VALUE! | #N/A | #N/A
1 | 7 | #VALUE! | 0 | #VALUE! | #VALUE! | #VALUE! | #N/A | #N/A
1 | 8 | #VALUE! | 0 | #VALUE! | #VALUE! | #VALUE! | #N/A | #N/A
1 | 9 | #VALUE! | 0 | #VALUE! | #VALUE! | #VALUE! | #N/A | #N/A
1 | 10 | #VALUE! | 0 | #VALUE! | #VALUE! | #VALUE! | #N/A | #N/A
1 | 11 | #VALUE! | 0 | #VALUE! | #VALUE! | #VALUE! | #N/A | #N/A
1 | 12 | #VALUE! | 0 | #VALUE! | #VALUE! | #VALUE! | #N/A | #N/A
1 | 13 | #VALUE! | 0 | #VALUE! | #VALUE! | #VALUE! | #N/A | #N/A
1 | 14 | #VALUE! | 0 | #VALUE! | #VALUE! | #VALUE! | #N/A | #N/A
1 | 15 | #VALUE! | 0 | #VALUE! | #VALUE! | #VALUE! | #N/A | #N/A
1 | 16 | #VALUE! | 0 | #VALUE! | #VALUE! | #VALUE! | #N/A | #N/A
1 | 17 | #VALUE! | 0 | #VALUE! | #VALUE! | #VALUE! | #N/A | #N/A
1 | 18 | #VALUE! | 0 | #VALUE! | #VALUE! | #VALUE! | #N/A | #N/A
1 | 19 | #VALUE! | 0 | #VALUE! | #VALUE! | #VALUE! | #N/A | #N/A
1 | 20 | #VALUE! | 0 | #VALUE! | #VALUE! | #VALUE! | #N/A | #N/A
1 | 21 | #VALUE! | 0 | #VALUE! | #VALUE! | #VALUE! | #N/A | #N/A
1 | 22 | #VALUE! | 0 | #VALUE! | #VALUE! | #VALUE! | #N/A | #N/A
1 | 23 | #VALUE! | 0 | #VALUE! | #VALUE! | #VALUE! | #N/A | #N/A
1 | 24 | #VALUE! | 0 | #VALUE! | #VALUE! | #VALUE! | #N/A | #N/A
1 | 25 | #VALUE! | 0 | #VALUE! | #VALUE! | #VALUE! | #N/A | #N/A
1 | 26 | #VALUE! | 0 | #VALUE! | #VALUE! | #VALUE! | #N/A | #N/A
1 | 27 | #VALUE! | 0 | #VALUE! | #VALUE! | #VALUE! | #N/A | #N/A
1 | 28 | #VALUE! | 0 | #VALUE! | #VALUE! | #VALUE! | #N/A | #N/A
1 | 29 | #VALUE! | 0 | #VALUE! | #VALUE! | #VALUE! | #N/A | #N/A
1 | 30 | #VALUE! | 0 | #VALUE! | #VALUE! | #VALUE! | #N/A | #N/A
1 | 31 | #VALUE! | 0 | #VALUE! | #VALUE! | #VALUE! | #N/A | #N/A
2 | 1 | #VALUE! | 0 | #VALUE! | #VALUE! | #VALUE! | #N/A | #N/A
2 | 2 | #VALUE! | 0 | #VALUE! | #VALUE! | #VALUE! | #N/A | #N/A
2 | 3 | #VALUE! | 0 | #VALUE! | #VALUE! | #VALUE! | #N/A | #N/A
2 | 4 | #VALUE! | 0 | #VALUE! | #VALUE! | #VALUE! | #N/A | #N/A
2 | 5 | #VALUE! | 0 | #VALUE! | #VALUE! | #VALUE! | #N/A | #N/A
2 | 6 | #VALUE! | 0 | #VALUE! | #VALUE! | #VALUE! | #N/A | #N/A
2 | 7 | #VALUE! | 0 | #VALUE! | #VALUE! | #VALUE! | #N/A | #N/A
2 | 8 | #VALUE! | 0 | #VALUE! | #VALUE! | #VALUE! | #N/A | #N/A
2 | 9 | #VALUE! | 0 | #VALUE! | #VALUE! | #VALUE! | #N/A | #N/A
2 | 10 | #VALUE! | 0 | #VALUE! | #VALUE! | #VALUE! | #N/A | #N/A
2 | 11 | #VALUE! | 0 | #VALUE! | #VALUE! | #VALUE! | #N/A | #N/A
2 | 12 | #VALUE! | 0 | #VALUE! | #VALUE! | #VALUE! | #N/A | #N/A
2 | 13 | #VALUE! | 0 | #VALUE! | #VALUE! | #VALUE! | #N/A | #N/A
2 | 14 | #VALUE! | 0 | #VALUE! | #VALUE! | #VALUE! | #N/A | #N/A
2 | 15 | #VALUE! | 0 | #VALUE! | #VALUE! | #VALUE! | #N/A | #N/A
2 | 16 | #VALUE! | 0 | #VALUE! | #VALUE! | #VALUE! | #N/A | #N/A
2 | 17 | #VALUE! | 0 | #VALUE! | #VALUE! | #VALUE! | #N/A | #N/A
2 | 18 | #VALUE! | 0 | #VALUE! | #VALUE! | #VALUE! | #N/A | #N/A
2 | 19 | #VALUE! | 0 | #VALUE! | #VALUE! | #VALUE! | #N/A | #N/A
2 | 20 | #VALUE! | 0 | #VALUE! | #VALUE! | #VALUE! | #N/A | #N/A
2 | 21 | #VALUE! | 0 | #VALUE! | #VALUE! | #VALUE! | #N/A | #N/A
2 | 22 | #VALUE! | 0 | #VALUE! | #VALUE! | #VALUE! | #N/A | #N/A
2 | 23 | #VALUE! | 0 | #VALUE! | #VALUE! | #VALUE! | #N/A | #N/A
2 | 24 | #VALUE! | 0 | #VALUE! | #VALUE! | #VALUE! | #N/A | #N/A
2 | 25 | #VALUE! | 0 | #VALUE! | #VALUE! | #VALUE! | #N/A | #N/A
2 | 26 | #VALUE! | 0 | #VALUE! | #VALUE! | #VALUE! | #N/A | #N/A
2 | 27 | #VALUE! | 0 | #VALUE! | #VALUE! | #VALUE! | #N/A | #N/A
2 | 28 | #VALUE! | 0 | #VALUE! | #VALUE! | #VALUE! | #N/A | #N/A
2 | 29 | #VALUE! | 0 | #VALUE! | #VALUE! | #VALUE! | #N/A | #N/A
3 | 1 | #VALUE! | 0 | #VALUE! | #VALUE! | #VALUE! | #N/A | #N/A
3 | 2 | #VALUE! | 0 | #VALUE! | #VALUE! | #VALUE! | #N/A | #N/A
3 | 3 | #VALUE! | 0 | #VALUE! | #VALUE! | #VALUE! | #N/A | #N/A
3 | 4 | #VALUE! | 0 | #VALUE! | #VALUE! | #VALUE! | #N/A | #N/A
3 | 5 | #VALUE! | 0 | #VALUE! | #VALUE! | #VALUE! | #N/A | #N/A
3 | 6 | #VALUE! | 0 | #VALUE! | #VALUE! | #VALUE! | #N/A | #N/A
3 | 7 | #VALUE! | 0 | #VALUE! | #VALUE! | #VALUE! | #N/A | #N/A
3 | 8 | #VALUE! | 0 | #VALUE! | #VALUE! | #VALUE! | #N/A | #N/A
3 | 9 | #VALUE! | 0 | #VALUE! | #VALUE! | #VALUE! | #N/A | #N/A
3 | 10 | #VALUE! | 0 | #VALUE! | #VALUE! | #VALUE! | #N/A | #N/A
3 | 11 | #VALUE! | 0 | #VALUE! | #VALUE! | #VALUE! | #N/A | #N/A
3 | 12 | #VALUE! | 0 | #VALUE! | #VALUE! | #VALUE! | #N/A | #N/A
3 | 13 | #VALUE! | 0 | #VALUE! | #VALUE! | #VALUE! | #N/A | #N/A
3 | 14 | #VALUE! | 0 | #VALUE! | #VALUE! | #VALUE! | #N/A | #N/A
3 | 15 | #VALUE! | 0 | #VALUE! | #VALUE! | #VALUE! | #N/A | #N/A
3 | 16 | #VALUE! | 0 | #VALUE! | #VALUE! | #VALUE! | #N/A | #N/A
3 | 17 | #VALUE! | 0 | #VALUE! | #VALUE! | #VALUE! | #N/A | #N/A
3 | 18 | #VALUE! | 0 | #VALUE! | #VALUE! | #VALUE! | #N/A | #N/A
3 | 19 | #VALUE! | 0 | #VALUE! | #VALUE! | #VALUE! | #N/A | #N/A
3 | 20 | #VALUE! | 0 | #VALUE! | #VALUE! | #VALUE! | #N/A | #N/A
3 | 21 | #VALUE! | 0 | #VALUE! | #VALUE! | #VALUE! | #N/A | #N/A
3 | 22 | #VALUE! | 0 | #VALUE! | #VALUE! | #VALUE! | #N/A | #N/A
3 | 23 | #VALUE! | 0 | #VALUE! | #VALUE! | #VALUE! | #N/A | #N/A
3 | 24 | #VALUE! | 0 | #VALUE! | #VALUE! | #VALUE! | #N/A | #N/A
3 | 25 | #VALUE! | 0 | #VALUE! | #VALUE! | #VALUE! | #N/A | #N/A
3 | 26 | #VALUE! | 0 | #VALUE! | #VALUE! | #VALUE! | #N/A | #N/A
3 | 27 | #VALUE! | 0 | #VALUE! | #VALUE! | #VALUE! | #N/A | #N/A
3 | 28 | #VALUE! | 0 | #VALUE! | #VALUE! | #VALUE! | #N/A | #N/A
3 | 29 | #VALUE! | 0 | #VALUE! | #VALUE! | #VALUE! | #N/A | #N/A
3 | 30 | #VALUE! | 0 | #VALUE! | #VALUE! | #VALUE! | #N/A | #N/A
3 | 31 | #VALUE! | 0 | #VALUE! | #VALUE! | #VALUE! | #N/A | #N/A
4 | 1 | #VALUE! | 0 | #VALUE! | #VALUE! | #VALUE! | #N/A | #N/A
4 | 2 | #VALUE! | 0 | #VALUE! | #VALUE! | #VALUE! | #N/A | #N/A
4 | 3 | #VALUE! | 0 | #VALUE! | #VALUE! | #VALUE! | #N/A | #N/A
4 | 4 | #VALUE! | 0 | #VALUE! | #VALUE! | #VALUE! | #N/A | #N/A
4 | 5 | #VALUE! | 0 | #VALUE! | #VALUE! | #VALUE! | #N/A | #N/A
4 | 6 | #VALUE! | 0 | #VALUE! | #VALUE! | #VALUE! | #N/A | #N/A
4 | 7 | #VALUE! | 0 | #VALUE! | #VALUE! | #VALUE! | #N/A | #N/A
4 | 8 | #VALUE! | 0 | #VALUE! | #VALUE! | #VALUE! | #N/A | #N/A
4 | 9 | #VALUE! | 0 | #VALUE! | #VALUE! | #VALUE! | #N/A | #N/A
4 | 10 | #VALUE! | 0 | #VALUE! | #VALUE! | #VALUE! | #N/A | #N/A
4 | 11 | #VALUE! | 0 | #VALUE! | #VALUE! | #VALUE! | #N/A | #N/A
4 | 12 | #VALUE! | 0 | #VALUE! | #VALUE! | #VALUE! | #N/A | #N/A
4 | 13 | #VALUE! | 0 | #VALUE! | #VALUE! | #VALUE! | #N/A | #N/A
4 | 14 | #VALUE! | 0 | #VALUE! | #VALUE! | #VALUE! | #N/A | #N/A
4 | 15 | #VALUE! | 0 | #VALUE! | #VALUE! | #VALUE! | #N/A | #N/A
4 | 16 | #VALUE! | 0 | #VALUE! | #VALUE! | #VALUE! | #N/A | #N/A
4 | 17 | #VALUE! | 0 | #VALUE! | #VALUE! | #VALUE! | #N/A | #N/A
4 | 18 | #VALUE! | 0 | #VALUE! | #VALUE! | #VALUE! | #N/A | #N/A
4 | 19 | #VALUE! | 0 | #VALUE! | #VALUE! | #VALUE! | #N/A | #N/A
4 | 20 | #VALUE! | 0 | #VALUE! | #VALUE! | #VALUE! | #N/A | #N/A
4 | 21 | #VALUE! | 0 | #VALUE! | #VALUE! | #VALUE! | #N/A | #N/A
4 | 22 | #VALUE! | 0 | #VALUE! | #VALUE! | #VALUE! | #N/A | #N/A
4 | 23 | #VALUE! | 0 | #VALUE! | #VALUE! | #VALUE! | #N/A | #N/A
4 | 24 | #VALUE! | 0 | #VALUE! | #VALUE! | #VALUE! | #N/A | #N/A
4 | 25 | #VALUE! | 0 | #VALUE! | #VALUE! | #VALUE! | #N/A | #N/A
4 | 26 | #VALUE! | 0 | #VALUE! | #VALUE! | #VALUE! | #N/A | #N/A
4 | 27 | #VALUE! | 0 | #VALUE! | #VALUE! | #VALUE! | #N/A | #N/A
4 | 28 | #VALUE! | 0 | #VALUE! | #VALUE! | #VALUE! | #N/A | #N/A
4 | 29 | #VALUE! | 0 | #VALUE! | #VALUE! | #VALUE! | #N/A | #N/A
4 | 30 | #VALUE! | 0 | #VALUE! | #VALUE! | #VALUE! | #N/A | #N/A
5 | 1 | #VALUE! | 0 | #VALUE! | #VALUE! | #VALUE! | #N/A | #N/A
5 | 2 | #VALUE! | 0 | #VALUE! | #VALUE! | #VALUE! | #N/A | #N/A
5 | 3 | #VALUE! | 0 | #VALUE! | #VALUE! | #VALUE! | #N/A | #N/A
5 | 4 | #VALUE! | 0 | #VALUE! | #VALUE! | #VALUE! | #N/A | #N/A
5 | 5 | #VALUE! | 0 | #VALUE! | #VALUE! | #VALUE! | #N/A | #N/A
5 | 6 | #VALUE! | 0 | #VALUE! | #VALUE! | #VALUE! | #N/A | #N/A
5 | 7 | #VALUE! | 0 | #VALUE! | #VALUE! | #VALUE! | #N/A | #N/A
5 | 8 | #VALUE! | 0 | #VALUE! | #VALUE! | #VALUE! | #N/A | #N/A
5 | 9 | #VALUE! | 0 | #VALUE! | #VALUE! | #VALUE! | #N/A | #N/A
5 | 10 | #VALUE! | 0 | #VALUE! | #VALUE! | #VALUE! | #N/A | #N/A
5 | 11 | #VALUE! | 0 | #VALUE! | #VALUE! | #VALUE! | #N/A | #N/A
5 | 12 | #VALUE! | 0 | #VALUE! | #VALUE! | #VALUE! | #N/A | #N/A
5 | 13 | #VALUE! | 0 | #VALUE! | #VALUE! | #VALUE! | #N/A | #N/A
5 | 14 | #VALUE! | 0 | #VALUE! | #VALUE! | #VALUE! | #N/A | #N/A
5 | 15 | #VALUE! | 0 | #VALUE! | #VALUE! | #VALUE! | #N/A | #N/A
5 | 16 | #VALUE! | 0 | #VALUE! | #VALUE! | #VALUE! | #N/A | #N/A
5 | 17 | #VALUE! | 0 | #VALUE! | #VALUE! | #VALUE! | #N/A | #N/A
5 | 18 | #VALUE! | 0 | #VALUE! | #VALUE! | #VALUE! | #N/A | #N/A
5 | 19 | #VALUE! | 0 | #VALUE! | #VALUE! | #VALUE! | #N/A | #N/A
5 | 20 | #VALUE! | 0 | #VALUE! | #VALUE! | #VALUE! | #N/A | #N/A
5 | 21 | #VALUE! | 0 | #VALUE! | #VALUE! | #VALUE! | #N/A | #N/A
5 | 22 | #VALUE! | 0 | #VALUE! | #VALUE! | #VALUE! | #N/A | #N/A
5 | 23 | #VALUE! | 0 | #VALUE! | #VALUE! | #VALUE! | #N/A | #N/A
5 | 24 | #VALUE! | 0 | #VALUE! | #VALUE! | #VALUE! | #N/A | #N/A
5 | 25 | #VALUE! | 0 | #VALUE! | #VALUE! | #VALUE! | #N/A | #N/A
5 | 26 | #VALUE! | 0 | #VALUE! | #VALUE! | #VALUE! | #N/A | #N/A
5 | 27 | #VALUE! | 0 | #VALUE! | #VALUE! | #VALUE! | #N/A | #N/A
5 | 28 | #VALUE! | 0 | #VALUE! | #VALUE! | #VALUE! | #N/A | #N/A
5 | 29 | #VALUE! | 0 | #VALUE! | #VALUE! | #VALUE! | #N/A | #N/A
5 | 30 | #VALUE! | 0 | #VALUE! | #VALUE! | #VALUE! | #N/A | #N/A
5 | 31 | #VALUE! | 0 | #VALUE! | #VALUE! | #VALUE! | #N/A | #N/A
6 | 1 | #VALUE! | 0 | #VALUE! | #VALUE! | #VALUE! | #N/A | #N/A
6 | 2 | #VALUE! | 0 | #VALUE! | #VALUE! | #VALUE! | #N/A | #N/A
6 | 3 | #VALUE! | 0 | #VALUE! | #VALUE! | #VALUE! | #N/A | #N/A
6 | 4 | #VALUE! | 0 | #VALUE! | #VALUE! | #VALUE! | #N/A | #N/A
6 | 5 | #VALUE! | 0 | #VALUE! | #VALUE! | #VALUE! | #N/A | #N/A
6 | 6 | #VALUE! | 0 | #VALUE! | #VALUE! | #VALUE! | #N/A | #N/A
6 | 7 | #VALUE! | 0 | #VALUE! | #VALUE! | #VALUE! | #N/A | #N/A
6 | 8 | #VALUE! | 0 | #VALUE! | #VALUE! | #VALUE! | #N/A | #N/A
6 | 9 | #VALUE! | 0 | #VALUE! | #VALUE! | #VALUE! | #N/A | #N/A
6 | 10 | #VALUE! | 0 | #VALUE! | #VALUE! | #VALUE! | #N/A | #N/A
6 | 11 | #VALUE! | 0 | #VALUE! | #VALUE! | #VALUE! | #N/A | #N/A
6 | 12 | #VALUE! | 0 | #VALUE! | #VALUE! | #VALUE! | #N/A | #N/A
6 | 13 | #VALUE! | 0 | #VALUE! | #VALUE! | #VALUE! | #N/A | #N/A
6 | 14 | #VALUE! | 0 | #VALUE! | #VALUE! | #VALUE! | #N/A | #N/A
6 | 15 | #VALUE! | 0 | #VALUE! | #VALUE! | #VALUE! | #N/A | #N/A
6 | 16 | #VALUE! | 0 | #VALUE! | #VALUE! | #VALUE! | #N/A | #N/A
6 | 17 | #VALUE! | 0 | #VALUE! | #VALUE! | #VALUE! | #N/A | #N/A
6 | 18 | #VALUE! | 0 | #VALUE! | #VALUE! | #VALUE! | #N/A | #N/A
6 | 19 | #VALUE! | 0 | #VALUE! | #VALUE! | #VALUE! | #N/A | #N/A
6 | 20 | #VALUE! | 0 | #VALUE! | #VALUE! | #VALUE! | #N/A | #N/A
6 | 21 | #VALUE! | 0 | #VALUE! | #VALUE! | #VALUE! | #N/A | #N/A
6 | 22 | #VALUE! | 0 | #VALUE! | #VALUE! | #VALUE! | #N/A | #N/A
6 | 23 | #VALUE! | 0 | #VALUE! | #VALUE! | #VALUE! | #N/A | #N/A
6 | 24 | #VALUE! | 0 | #VALUE! | #VALUE! | #VALUE! | #N/A | #N/A
6 | 25 | #VALUE! | 0 | #VALUE! | #VALUE! | #VALUE! | #N/A | #N/A
6 | 26 | #VALUE! | 0 | #VALUE! | #VALUE! | #VALUE! | #N/A | #N/A
6 | 27 | #VALUE! | 0 | #VALUE! | #VALUE! | #VALUE! | #N/A | #N/A
6 | 28 | #VALUE! | 0 | #VALUE! | #VALUE! | #VALUE! | #N/A | #N/A
6 | 29 | #VALUE! | 0 | #VALUE! | #VALUE! | #VALUE! | #N/A | #N/A
6 | 30 | #VALUE! | 0 | #VALUE! | #VALUE! | #VALUE! | #N/A | #N/A
7 | 1 | #VALUE! | 0 | #VALUE! | #VALUE! | #VALUE! | #N/A | #N/A
7 | 2 | #VALUE! | 0 | #VALUE! | #VALUE! | #VALUE! | #N/A | #N/A
7 | 3 | #VALUE! | 0 | #VALUE! | #VALUE! | #VALUE! | #N/A | #N/A
7 | 4 | #VALUE! | 0 | #VALUE! | #VALUE! | #VALUE! | #N/A | #N/A
7 | 5 | #VALUE! | 0 | #VALUE! | #VALUE! | #VALUE! | #N/A | #N/A
7 | 6 | #VALUE! | 0 | #VALUE! | #VALUE! | #VALUE! | #N/A | #N/A
7 | 7 | #VALUE! | 0 | #VALUE! | #VALUE! | #VALUE! | #N/A | #N/A
7 | 8 | #VALUE! | 0 | #VALUE! | #VALUE! | #VALUE! | #N/A | #N/A
7 | 9 | #VALUE! | 0 | #VALUE! | #VALUE! | #VALUE! | #N/A | #N/A
7 | 10 | #VALUE! | 0 | #VALUE! | #VALUE! | #VALUE! | #N/A | #N/A
7 | 11 | #VALUE! | 0 | #VALUE! | #VALUE! | #VALUE! | #N/A | #N/A
7 | 12 | #VALUE! | 0 | #VALUE! | #VALUE! | #VALUE! | #N/A | #N/A
7 | 13 | #VALUE! | 0 | #VALUE! | #VALUE! | #VALUE! | #N/A | #N/A
7 | 14 | #VALUE! | 0 | #VALUE! | #VALUE! | #VALUE! | #N/A | #N/A
7 | 15 | #VALUE! | 0 | #VALUE! | #VALUE! | #VALUE! | #N/A | #N/A
7 | 16 | #VALUE! | 0 | #VALUE! | #VALUE! | #VALUE! | #N/A | #N/A
7 | 17 | #VALUE! | 0 | #VALUE! | #VALUE! | #VALUE! | #N/A | #N/A
7 | 18 | #VALUE! | 0 | #VALUE! | #VALUE! | #VALUE! | #N/A | #N/A
7 | 19 | #VALUE! | 0 | #VALUE! | #VALUE! | #VALUE! | #N/A | #N/A
7 | 20 | #VALUE! | 0 | #VALUE! | #VALUE! | #VALUE! | #N/A | #N/A
7 | 21 | #VALUE! | 0 | #VALUE! | #VALUE! | #VALUE! | #N/A | #N/A
7 | 22 | #VALUE! | 0 | #VALUE! | #VALUE! | #VALUE! | #N/A | #N/A
7 | 23 | #VALUE! | 0 | #VALUE! | #VALUE! | #VALUE! | #N/A | #N/A
7 | 24 | #VALUE! | 0 | #VALUE! | #VALUE! | #VALUE! | #N/A | #N/A
7 | 25 | #VALUE! | 0 | #VALUE! | #VALUE! | #VALUE! | #N/A | #N/A
7 | 26 | #VALUE! | 0 | #VALUE! | #VALUE! | #VALUE! | #N/A | #N/A
7 | 27 | #VALUE! | 0 | #VALUE! | #VALUE! | #VALUE! | #N/A | #N/A
7 | 28 | #VALUE! | 0 | #VALUE! | #VALUE! | #VALUE! | #N/A | #N/A
7 | 29 | #VALUE! | 0 | #VALUE! | #VALUE! | #VALUE! | #N/A | #N/A
7 | 30 | #VALUE! | 0 | #VALUE! | #VALUE! | #VALUE! | #N/A | #N/A
7 | 31 | #VALUE! | 0 | #VALUE! | #VALUE! | #VALUE! | #N/A | #N/A
8 | 1 | #VALUE! | 0 | #VALUE! | #VALUE! | #VALUE! | #N/A | #N/A
8 | 2 | #VALUE! | 0 | #VALUE! | #VALUE! | #VALUE! | #N/A | #N/A
8 | 3 | #VALUE! | 0 | #VALUE! | #VALUE! | #VALUE! | #N/A | #N/A
8 | 4 | #VALUE! | 0 | #VALUE! | #VALUE! | #VALUE! | #N/A | #N/A
8 | 5 | #VALUE! | 0 | #VALUE! | #VALUE! | #VALUE! | #N/A | #N/A
8 | 6 | #VALUE! | 0 | #VALUE! | #VALUE! | #VALUE! | #N/A | #N/A
8 | 7 | #VALUE! | 0 | #VALUE! | #VALUE! | #VALUE! | #N/A | #N/A
8 | 8 | #VALUE! | 0 | #VALUE! | #VALUE! | #VALUE! | #N/A | #N/A
8 | 9 | #VALUE! | 0 | #VALUE! | #VALUE! | #VALUE! | #N/A | #N/A
8 | 10 | #VALUE! | 0 | #VALUE! | #VALUE! | #VALUE! | #N/A | #N/A
8 | 11 | #VALUE! | 0 | #VALUE! | #VALUE! | #VALUE! | #N/A | #N/A
8 | 12 | #VALUE! | 0 | #VALUE! | #VALUE! | #VALUE! | #N/A | #N/A
8 | 13 | #VALUE! | 0 | #VALUE! | #VALUE! | #VALUE! | #N/A | #N/A
8 | 14 | #VALUE! | 0 | #VALUE! | #VALUE! | #VALUE! | #N/A | #N/A
8 | 15 | #VALUE! | 0 | #VALUE! | #VALUE! | #VALUE! | #N/A | #N/A
8 | 16 | #VALUE! | 0 | #VALUE! | #VALUE! | #VALUE! | #N/A | #N/A
8 | 17 | #VALUE! | 0 | #VALUE! | #VALUE! | #VALUE! | #N/A | #N/A
8 | 18 | #VALUE! | 0 | #VALUE! | #VALUE! | #VALUE! | #N/A | #N/A
8 | 19 | #VALUE! | 0 | #VALUE! | #VALUE! | #VALUE! | #N/A | #N/A
8 | 20 | #VALUE! | 0 | #VALUE! | #VALUE! | #VALUE! | #N/A | #N/A
8 | 21 | #VALUE! | 0 | #VALUE! | #VALUE! | #VALUE! | #N/A | #N/A
8 | 22 | #VALUE! | 0 | #VALUE! | #VALUE! | #VALUE! | #N/A | #N/A
8 | 23 | #VALUE! | 0 | #VALUE! | #VALUE! | #VALUE! | #N/A | #N/A
8 | 24 | #VALUE! | 0 | #VALUE! | #VALUE! | #VALUE! | #N/A | #N/A
8 | 25 | #VALUE! | 0 | #VALUE! | #VALUE! | #VALUE! | #N/A | #N/A
8 | 26 | #VALUE! | 0 | #VALUE! | #VALUE! | #VALUE! | #N/A | #N/A
8 | 27 | #VALUE! | 0 | #VALUE! | #VALUE! | #VALUE! | #N/A | #N/A
8 | 28 | #VALUE! | 0 | #VALUE! | #VALUE! | #VALUE! | #N/A | #N/A
8 | 29 | #VALUE! | 0 | #VALUE! | #VALUE! | #VALUE! | #N/A | #N/A
8 | 30 | #VALUE! | 0 | #VALUE! | #VALUE! | #VALUE! | #N/A | #N/A
8 | 31 | #VALUE! | 0 | #VALUE! | #VALUE! | #VALUE! | #N/A | #N/A
9 | 1 | #VALUE! | 0 | #VALUE! | #VALUE! | #VALUE! | #N/A | #N/A
9 | 2 | #VALUE! | 0 | #VALUE! | #VALUE! | #VALUE! | #N/A | #N/A
9 | 3 | #VALUE! | 0 | #VALUE! | #VALUE! | #VALUE! | #N/A | #N/A
9 | 4 | #VALUE! | 0 | #VALUE! | #VALUE! | #VALUE! | #N/A | #N/A
9 | 5 | #VALUE! | 0 | #VALUE! | #VALUE! | #VALUE! | #N/A | #N/A
9 | 6 | #VALUE! | 0 | #VALUE! | #VALUE! | #VALUE! | #N/A | #N/A
9 | 7 | #VALUE! | 0 | #VALUE! | #VALUE! | #VALUE! | #N/A | #N/A
9 | 8 | #VALUE! | 0 | #VALUE! | #VALUE! | #VALUE! | #N/A | #N/A
9 | 9 | #VALUE! | 0 | #VALUE! | #VALUE! | #VALUE! | #N/A | #N/A
9 | 10 | #VALUE! | 0 | #VALUE! | #VALUE! | #VALUE! | #N/A | #N/A
9 | 11 | #VALUE! | 0 | #VALUE! | #VALUE! | #VALUE! | #N/A | #N/A
9 | 12 | #VALUE! | 0 | #VALUE! | #VALUE! | #VALUE! | #N/A | #N/A
9 | 13 | #VALUE! | 0 | #VALUE! | #VALUE! | #VALUE! | #N/A | #N/A
9 | 14 | #VALUE! | 0 | #VALUE! | #VALUE! | #VALUE! | #N/A | #N/A
9 | 15 | #VALUE! | 0 | #VALUE! | #VALUE! | #VALUE! | #N/A | #N/A
9 | 16 | #VALUE! | 0 | #VALUE! | #VALUE! | #VALUE! | #N/A | #N/A
9 | 17 | #VALUE! | 0 | #VALUE! | #VALUE! | #VALUE! | #N/A | #N/A
9 | 18 | #VALUE! | 0 | #VALUE! | #VALUE! | #VALUE! | #N/A | #N/A
9 | 19 | #VALUE! | 0 | #VALUE! | #VALUE! | #VALUE! | #N/A | #N/A
9 | 20 | #VALUE! | 0 | #VALUE! | #VALUE! | #VALUE! | #N/A | #N/A
9 | 21 | #VALUE! | 0 | #VALUE! | #VALUE! | #VALUE! | #N/A | #N/A
9 | 22 | #VALUE! | 0 | #VALUE! | #VALUE! | #VALUE! | #N/A | #N/A
9 | 23 | #VALUE! | 0 | #VALUE! | #VALUE! | #VALUE! | #N/A | #N/A
9 | 24 | #VALUE! | 0 | #VALUE! | #VALUE! | #VALUE! | #N/A | #N/A
9 | 25 | #VALUE! | 0 | #VALUE! | #VALUE! | #VALUE! | #N/A | #N/A
9 | 26 | #VALUE! | 0 | #VALUE! | #VALUE! | #VALUE! | #N/A | #N/A
9 | 27 | #VALUE! | 0 | #VALUE! | #VALUE! | #VALUE! | #N/A | #N/A
9 | 28 | #VALUE! | 0 | #VALUE! | #VALUE! | #VALUE! | #N/A | #N/A
9 | 29 | #VALUE! | 0 | #VALUE! | #VALUE! | #VALUE! | #N/A | #N/A
9 | 30 | #VALUE! | 0 | #VALUE! | #VALUE! | #VALUE! | #N/A | #N/A
10 | 1 | #VALUE! | 0 | #VALUE! | #VALUE! | #VALUE! | #N/A | #N/A
10 | 2 | #VALUE! | 0 | #VALUE! | #VALUE! | #VALUE! | #N/A | #N/A
10 | 3 | #VALUE! | 0 | #VALUE! | #VALUE! | #VALUE! | #N/A | #N/A
10 | 4 | #VALUE! | 0 | #VALUE! | #VALUE! | #VALUE! | #N/A | #N/A
10 | 5 | #VALUE! | 0 | #VALUE! | #VALUE! | #VALUE! | #N/A | #N/A
10 | 6 | #VALUE! | 0 | #VALUE! | #VALUE! | #VALUE! | #N/A | #N/A
10 | 7 | #VALUE! | 0 | #VALUE! | #VALUE! | #VALUE! | #N/A | #N/A
10 | 8 | #VALUE! | 0 | #VALUE! | #VALUE! | #VALUE! | #N/A | #N/A
10 | 9 | #VALUE! | 0 | #VALUE! | #VALUE! | #VALUE! | #N/A | #N/A
10 | 10 | #VALUE! | 0 | #VALUE! | #VALUE! | #VALUE! | #N/A | #N/A
10 | 11 | #VALUE! | 0 | #VALUE! | #VALUE! | #VALUE! | #N/A | #N/A
10 | 12 | #VALUE! | 0 | #VALUE! | #VALUE! | #VALUE! | #N/A | #N/A
10 | 13 | #VALUE! | 0 | #VALUE! | #VALUE! | #VALUE! | #N/A | #N/A
10 | 14 | #VALUE! | 0 | #VALUE! | #VALUE! | #VALUE! | #N/A | #N/A
10 | 15 | #VALUE! | 0 | #VALUE! | #VALUE! | #VALUE! | #N/A | #N/A
10 | 16 | #VALUE! | 0 | #VALUE! | #VALUE! | #VALUE! | #N/A | #N/A
10 | 17 | #VALUE! | 0 | #VALUE! | #VALUE! | #VALUE! | #N/A | #N/A
10 | 18 | #VALUE! | 0 | #VALUE! | #VALUE! | #VALUE! | #N/A | #N/A
10 | 19 | #VALUE! | 0 | #VALUE! | #VALUE! | #VALUE! | #N/A | #N/A
10 | 20 | #VALUE! | 0 | #VALUE! | #VALUE! | #VALUE! | #N/A | #N/A
10 | 21 | #VALUE! | 0 | #VALUE! | #VALUE! | #VALUE! | #N/A | #N/A
10 | 22 | #VALUE! | 0 | #VALUE! | #VALUE! | #VALUE! | #N/A | #N/A
10 | 23 | #VALUE! | 0 | #VALUE! | #VALUE! | #VALUE! | #N/A | #N/A
10 | 24 | #VALUE! | 0 | #VALUE! | #VALUE! | #VALUE! | #N/A | #N/A
10 | 25 | #VALUE! | 0 | #VALUE! | #VALUE! | #VALUE! | #N/A | #N/A
10 | 26 | #VALUE! | 0 | #VALUE! | #VALUE! | #VALUE! | #N/A | #N/A
10 | 27 | #VALUE! | 0 | #VALUE! | #VALUE! | #VALUE! | #N/A | #N/A
10 | 28 | #VALUE! | 0 | #VALUE! | #VALUE! | #VALUE! | #N/A | #N/A
10 | 29 | #VALUE! | 0 | #VALUE! | #VALUE! | #VALUE! | #N/A | #N/A
10 | 30 | #VALUE! | 0 | #VALUE! | #VALUE! | #VALUE! | #N/A | #N/A
10 | 31 | #VALUE! | 0 | #VALUE! | #VALUE! | #VALUE! | #N/A | #N/A
11 | 1 | #VALUE! | 0 | #VALUE! | #VALUE! | #VALUE! | #N/A | #N/A
11 | 2 | #VALUE! | 0 | #VALUE! | #VALUE! | #VALUE! | #N/A | #N/A
11 | 3 | #VALUE! | 0 | #VALUE! | #VALUE! | #VALUE! | #N/A | #N/A
11 | 4 | #VALUE! | 0 | #VALUE! | #VALUE! | #VALUE! | #N/A | #N/A
11 | 5 | #VALUE! | 0 | #VALUE! | #VALUE! | #VALUE! | #N/A | #N/A
11 | 6 | #VALUE! | 0 | #VALUE! | #VALUE! | #VALUE! | #N/A | #N/A
11 | 7 | #VALUE! | 0 | #VALUE! | #VALUE! | #VALUE! | #N/A | #N/A
11 | 8 | #VALUE! | 0 | #VALUE! | #VALUE! | #VALUE! | #N/A | #N/A
11 | 9 | #VALUE! | 0 | #VALUE! | #VALUE! | #VALUE! | #N/A | #N/A
11 | 10 | #VALUE! | 0 | #VALUE! | #VALUE! | #VALUE! | #N/A | #N/A
11 | 11 | #VALUE! | 0 | #VALUE! | #VALUE! | #VALUE! | #N/A | #N/A
11 | 12 | #VALUE! | 0 | #VALUE! | #VALUE! | #VALUE! | #N/A | #N/A
11 | 13 | #VALUE! | 0 | #VALUE! | #VALUE! | #VALUE! | #N/A | #N/A
11 | 14 | #VALUE! | 0 | #VALUE! | #VALUE! | #VALUE! | #N/A | #N/A
11 | 15 | #VALUE! | 0 | #VALUE! | #VALUE! | #VALUE! | #N/A | #N/A
11 | 16 | #VALUE! | 0 | #VALUE! | #VALUE! | #VALUE! | #N/A | #N/A
11 | 17 | #VALUE! | 0 | #VALUE! | #VALUE! | #VALUE! | #N/A | #N/A
11 | 18 | #VALUE! | 0 | #VALUE! | #VALUE! | #VALUE! | #N/A | #N/A
11 | 19 | #VALUE! | 0 | #VALUE! | #VALUE! | #VALUE! | #N/A | #N/A
11 | 20 | #VALUE! | 0 | #VALUE! | #VALUE! | #VALUE! | #N/A | #N/A
11 | 21 | #VALUE! | 0 | #VALUE! | #VALUE! | #VALUE! | #N/A | #N/A
11 | 22 | #VALUE! | 0 | #VALUE! | #VALUE! | #VALUE! | #N/A | #N/A
11 | 23 | #VALUE! | 0 | #VALUE! | #VALUE! | #VALUE! | #N/A | #N/A
11 | 24 | #VALUE! | 0 | #VALUE! | #VALUE! | #VALUE! | #N/A | #N/A
11 | 25 | #VALUE! | 0 | #VALUE! | #VALUE! | #VALUE! | #N/A | #N/A
11 | 26 | #VALUE! | 0 | #VALUE! | #VALUE! | #VALUE! | #N/A | #N/A
11 | 27 | #VALUE! | 0 | #VALUE! | #VALUE! | #VALUE! | #N/A | #N/A
11 | 28 | #VALUE! | 0 | #VALUE! | #VALUE! | #VALUE! | #N/A | #N/A
11 | 29 | #VALUE! | 0 | #VALUE! | #VALUE! | #VALUE! | #N/A | #N/A
11 | 30 | #VALUE! | 0 | #VALUE! | #VALUE! | #VALUE! | #N/A | #N/A
12 | 1 | #VALUE! | 0 | #VALUE! | #VALUE! | #VALUE! | #N/A | #N/A
12 | 2 | #VALUE! | 0 | #VALUE! | #VALUE! | #VALUE! | #N/A | #N/A
12 | 3 | #VALUE! | 0 | #VALUE! | #VALUE! | #VALUE! | #N/A | #N/A
12 | 4 | #VALUE! | 0 | #VALUE! | #VALUE! | #VALUE! | #N/A | #N/A
12 | 5 | #VALUE! | 0 | #VALUE! | #VALUE! | #VALUE! | #N/A | #N/A
12 | 6 | #VALUE! | 0 | #VALUE! | #VALUE! | #VALUE! | #N/A | #N/A
12 | 7 | #VALUE! | 0 | #VALUE! | #VALUE! | #VALUE! | #N/A | #N/A
12 | 8 | #VALUE! | 0 | #VALUE! | #VALUE! | #VALUE! | #N/A | #N/A
12 | 9 | #VALUE! | 0 | #VALUE! | #VALUE! | #VALUE! | #N/A | #N/A
12 | 10 | #VALUE! | 0 | #VALUE! | #VALUE! | #VALUE! | #N/A | #N/A
12 | 11 | #VALUE! | 0 | #VALUE! | #VALUE! | #VALUE! | #N/A | #N/A
12 | 12 | #VALUE! | 0 | #VALUE! | #VALUE! | #VALUE! | #N/A | #N/A
12 | 13 | #VALUE! | 0 | #VALUE! | #VALUE! | #VALUE! | #N/A | #N/A
12 | 14 | #VALUE! | 0 | #VALUE! | #VALUE! | #VALUE! | #N/A | #N/A
12 | 15 | #VALUE! | 0 | #VALUE! | #VALUE! | #VALUE! | #N/A | #N/A
12 | 16 | #VALUE! | 0 | #VALUE! | #VALUE! | #VALUE! | #N/A | #N/A
12 | 17 | #VALUE! | 0 | #VALUE! | #VALUE! | #VALUE! | #N/A | #N/A
12 | 18 | #VALUE! | 0 | #VALUE! | #VALUE! | #VALUE! | #N/A | #N/A
12 | 19 | #VALUE! | 0 | #VALUE! | #VALUE! | #VALUE! | #N/A | #N/A
12 | 20 | #VALUE! | 0 | #VALUE! | #VALUE! | #VALUE! | #N/A | #N/A
12 | 21 | #VALUE! | 0 | #VALUE! | #VALUE! | #VALUE! | #N/A | #N/A
12 | 22 | #VALUE! | 0 | #VALUE! | #VALUE! | #VALUE! | #N/A | #N/A
12 | 23 | #VALUE! | 0 | #VALUE! | #VALUE! | #VALUE! | #N/A | #N/A
12 | 24 | #VALUE! | 0 | #VALUE! | #VALUE! | #VALUE! | #N/A | #N/A
12 | 25 | #VALUE! | 0 | #VALUE! | #VALUE! | #VALUE! | #N/A | #N/A
12 | 26 | #VALUE! | 0 | #VALUE! | #VALUE! | #VALUE! | #N/A | #N/A
12 | 27 | #VALUE! | 0 | #VALUE! | #VALUE! | #VALUE! | #N/A | #N/A
12 | 28 | #VALUE! | 0 | #VALUE! | #VALUE! | #VALUE! | #N/A | #N/A
12 | 29 | #VALUE! | 0 | #VALUE! | #VALUE! | #VALUE! | #N/A | #N/A
12 | 30 | #VALUE! | 0 | #VALUE! | #VALUE! | #VALUE! | #N/A | #N/A
12 | 31 | #VALUE! | 0 | #VALUE! | #VALUE! | #VALUE! | #N/A | #N/A
|  | Total: | 0 |  |  |  |  | #N/A
Note on C1: Rebecca McDonnell: =C-value x drainage area (user input) x precip

## Flood Mgt ET calcs
MONTH | DAY | RUNOFF (AF) | USE (AF) | SPILL (AF) | Mass balance | Volume in Storage | precip (i) | ET From Project | ET Rate Records
[5 empty] | 0 | 0 |  |  |  | This Project: |  | Month |  | Seasonal Factor | Average ET Rate | Land Use | % Imper | Soil Type - C Values |  |  |  | Outdoor factor | Duty Factor
1 | 1 | #VALUE! | 0 | #VALUE! | #VALUE! | #VALUE! | #N/A | #VALUE! | #VALUE! | C Value: | #N/A | 1 | Jan | 0.059452 | 10 |  |  | A | B | C | D
1 | 2 | #VALUE! | 0 | #VALUE! | #VALUE! | #VALUE! | #N/A | #VALUE! | #VALUE! | Capacity: | - | 2 | Feb | 0.058245 | 1.68 | 2 | 10 | 0.27 | 0.32 | 0.36 | 0.41 | 0.14583 | 1
1 | 3 | #VALUE! | 0 | #VALUE! | #VALUE! | #VALUE! | #N/A | #VALUE! | #VALUE! |  |  | 3 | Mar | 0.062043 | 3.1 | 3 | 20 | 0.34 | 0.38 | 0.42 | 0.46 | 0.14583 | 1.9
1 | 4 | #VALUE! | 0 | #VALUE! | #VALUE! | #VALUE! | #N/A | #VALUE! | #VALUE! |  |  | 4 | Apr | 0.074182 | 3.9 | 4 | 25 | 0.38 | 0.41 | 0.45 | 0.49 | 0.14583 | 1.9
1 | 5 | #VALUE! | 0 | #VALUE! | #VALUE! | #VALUE! | #N/A | #VALUE! | #VALUE! |  |  | 5 | May | 0.08877 | 4.65 | 5 | 30 | 0.41 | 0.45 | 0.48 | 0.52 | 0.12 | 1.9
1 | 6 | #VALUE! | 0 | #VALUE! | #VALUE! | #VALUE! | #N/A | #VALUE! | #VALUE! |  |  | 6 | Jun | 0.10215 | 5.1 | 6 | 40 | 0.48 | 0.51 | 0.54 | 0.57 | 0.12 | 1.1
1 | 7 | #VALUE! | 0 | #VALUE! | #VALUE! | #VALUE! | #N/A | #VALUE! | #VALUE! |  |  | 7 | Jul | 0.11088 | 4.96 | 7 | 45 | 0.52 | 0.54 | 0.57 | 0.6 | 0.0625 | 1.1
1 | 8 | #VALUE! | 0 | #VALUE! | #VALUE! | #VALUE! | #N/A | #VALUE! | #VALUE! |  |  | 8 | Aug | 0.11099 | 4.65 | 8 | 50 | 0.55 | 0.58 | 0.6 | 0.63 | 0.11111 | 1.1
1 | 9 | #VALUE! | 0 | #VALUE! | #VALUE! | #VALUE! | #N/A | #VALUE! | #VALUE! |  |  | 9 | Sep | 0.104 | 3.9 | 9 | 80 | 0.76 | 0.77 | 0.78 | 0.79 | 0.05 | 2.6
1 | 10 | #VALUE! | 0 | #VALUE! | #VALUE! | #VALUE! | #N/A | #VALUE! | #VALUE! |  |  | 10 | Oct | 0.090402 | 2.79 | 10 | 65 | 0.66 | 0.67 | 0.69 | 0.71 | 0.085 | 2.5
1 | 11 | #VALUE! | 0 | #VALUE! | #VALUE! | #VALUE! | #N/A | #VALUE! | #VALUE! |  |  | 11 | Nov | 0.075069 | 1.8 | 11 | 90 | 0.83 | 0.84 | 0.84 | 0.85 | 0.05 | 0.4
1 | 12 | #VALUE! | 0 | #VALUE! | #VALUE! | #VALUE! | #N/A | #VALUE! | #VALUE! |  |  | 12 | Dec | 0.063818 | 1.24 | 12 | 80 | 0.76 | 0.77 | 0.78 | 0.79 | 0.05 | 0.8
1 | 13 | #VALUE! | 0 | #VALUE! | #VALUE! | #VALUE! | #N/A | #VALUE! | #VALUE! | [6 empty] | 13 | 85 | 0.8 | 0.8 | 0.81 | 0.82 | 0.05 | 0.8
1 | 14 | #VALUE! | 0 | #VALUE! | #VALUE! | #VALUE! | #N/A | #VALUE! | #VALUE! | [6 empty] | 14 | 90 | 0.83 | 0.84 | 0.84 | 0.85 | 0.05 | 1
1 | 15 | #VALUE! | 0 | #VALUE! | #VALUE! | #VALUE! | #N/A | #VALUE! | #VALUE! | Demand= Land use outdoor factor * Duty Factor* seasonal factor | [5 empty] | 15 | 90 | 0.83 | 0.84 | 0.84 | 0.85 | 0.05 | 0.4
1 | 16 | #VALUE! | 0 | #VALUE! | #VALUE! | #VALUE! | #N/A | #VALUE! | #VALUE! | Duty Factor = Lookup based on land use | [5 empty] | 16 | 95 | 0.87 | 0.87 | 0.87 | 0.87 | 0.05 | 0.4
1 | 17 | #VALUE! | 0 | #VALUE! | #VALUE! | #VALUE! | #N/A | #VALUE! | #VALUE!
1 | 18 | #VALUE! | 0 | #VALUE! | #VALUE! | #VALUE! | #N/A | #VALUE! | #VALUE! | WE WILL HAVE A THRESHOLD: Rain lower than 0.3 inches will be ZERO runoff.
1 | 19 | #VALUE! | 0 | #VALUE! | #VALUE! | #VALUE! | #N/A | #VALUE! | #VALUE!
1 | 20 | #VALUE! | 0 | #VALUE! | #VALUE! | #VALUE! | #N/A | #VALUE! | #VALUE!
1 | 21 | #VALUE! | 0 | #VALUE! | #VALUE! | #VALUE! | #N/A | #VALUE! | #VALUE!
1 | 22 | #VALUE! | 0 | #VALUE! | #VALUE! | #VALUE! | #N/A | #VALUE! | #VALUE!
1 | 23 | #VALUE! | 0 | #VALUE! | #VALUE! | #VALUE! | #N/A | #VALUE! | #VALUE!
1 | 24 | #VALUE! | 0 | #VALUE! | #VALUE! | #VALUE! | #N/A | #VALUE! | #VALUE!
1 | 25 | #VALUE! | 0 | #VALUE! | #VALUE! | #VALUE! | #N/A | #VALUE! | #VALUE!
1 | 26 | #VALUE! | 0 | #VALUE! | #VALUE! | #VALUE! | #N/A | #VALUE! | #VALUE!
1 | 27 | #VALUE! | 0 | #VALUE! | #VALUE! | #VALUE! | #N/A | #VALUE! | #VALUE!
1 | 28 | #VALUE! | 0 | #VALUE! | #VALUE! | #VALUE! | #N/A | #VALUE! | #VALUE!
1 | 29 | #VALUE! | 0 | #VALUE! | #VALUE! | #VALUE! | #N/A | #VALUE! | #VALUE!
1 | 30 | #VALUE! | 0 | #VALUE! | #VALUE! | #VALUE! | #N/A | #VALUE! | #VALUE!
1 | 31 | #VALUE! | 0 | #VALUE! | #VALUE! | #VALUE! | #N/A | #VALUE! | #VALUE!
2 | 1 | #VALUE! | 0 | #VALUE! | #VALUE! | #VALUE! | #N/A | #VALUE! | #VALUE!
2 | 2 | #VALUE! | 0 | #VALUE! | #VALUE! | #VALUE! | #N/A | #VALUE! | #VALUE!
2 | 3 | #VALUE! | 0 | #VALUE! | #VALUE! | #VALUE! | #N/A | #VALUE! | #VALUE!
2 | 4 | #VALUE! | 0 | #VALUE! | #VALUE! | #VALUE! | #N/A | #VALUE! | #VALUE!
2 | 5 | #VALUE! | 0 | #VALUE! | #VALUE! | #VALUE! | #N/A | #VALUE! | #VALUE!
2 | 6 | #VALUE! | 0 | #VALUE! | #VALUE! | #VALUE! | #N/A | #VALUE! | #VALUE!
2 | 7 | #VALUE! | 0 | #VALUE! | #VALUE! | #VALUE! | #N/A | #VALUE! | #VALUE!
2 | 8 | #VALUE! | 0 | #VALUE! | #VALUE! | #VALUE! | #N/A | #VALUE! | #VALUE!
2 | 9 | #VALUE! | 0 | #VALUE! | #VALUE! | #VALUE! | #N/A | #VALUE! | #VALUE!
2 | 10 | #VALUE! | 0 | #VALUE! | #VALUE! | #VALUE! | #N/A | #VALUE! | #VALUE!
2 | 11 | #VALUE! | 0 | #VALUE! | #VALUE! | #VALUE! | #N/A | #VALUE! | #VALUE!
2 | 12 | #VALUE! | 0 | #VALUE! | #VALUE! | #VALUE! | #N/A | #VALUE! | #VALUE!
2 | 13 | #VALUE! | 0 | #VALUE! | #VALUE! | #VALUE! | #N/A | #VALUE! | #VALUE!
2 | 14 | #VALUE! | 0 | #VALUE! | #VALUE! | #VALUE! | #N/A | #VALUE! | #VALUE!
2 | 15 | #VALUE! | 0 | #VALUE! | #VALUE! | #VALUE! | #N/A | #VALUE! | #VALUE!
2 | 16 | #VALUE! | 0 | #VALUE! | #VALUE! | #VALUE! | #N/A | #VALUE! | #VALUE!
2 | 17 | #VALUE! | 0 | #VALUE! | #VALUE! | #VALUE! | #N/A | #VALUE! | #VALUE!
2 | 18 | #VALUE! | 0 | #VALUE! | #VALUE! | #VALUE! | #N/A | #VALUE! | #VALUE!
2 | 19 | #VALUE! | 0 | #VALUE! | #VALUE! | #VALUE! | #N/A | #VALUE! | #VALUE!
2 | 20 | #VALUE! | 0 | #VALUE! | #VALUE! | #VALUE! | #N/A | #VALUE! | #VALUE!
2 | 21 | #VALUE! | 0 | #VALUE! | #VALUE! | #VALUE! | #N/A | #VALUE! | #VALUE!
2 | 22 | #VALUE! | 0 | #VALUE! | #VALUE! | #VALUE! | #N/A | #VALUE! | #VALUE!
2 | 23 | #VALUE! | 0 | #VALUE! | #VALUE! | #VALUE! | #N/A | #VALUE! | #VALUE!
2 | 24 | #VALUE! | 0 | #VALUE! | #VALUE! | #VALUE! | #N/A | #VALUE! | #VALUE!
2 | 25 | #VALUE! | 0 | #VALUE! | #VALUE! | #VALUE! | #N/A | #VALUE! | #VALUE!
2 | 26 | #VALUE! | 0 | #VALUE! | #VALUE! | #VALUE! | #N/A | #VALUE! | #VALUE!
2 | 27 | #VALUE! | 0 | #VALUE! | #VALUE! | #VALUE! | #N/A | #VALUE! | #VALUE!
2 | 28 | #VALUE! | 0 | #VALUE! | #VALUE! | #VALUE! | #N/A | #VALUE! | #VALUE!
2 | 29 | #VALUE! | 0 | #VALUE! | #VALUE! | #VALUE! | #N/A | #VALUE! | #VALUE!
3 | 1 | #VALUE! | 0 | #VALUE! | #VALUE! | #VALUE! | #N/A | #VALUE! | #VALUE!
3 | 2 | #VALUE! | 0 | #VALUE! | #VALUE! | #VALUE! | #N/A | #VALUE! | #VALUE!
3 | 3 | #VALUE! | 0 | #VALUE! | #VALUE! | #VALUE! | #N/A | #VALUE! | #VALUE!
3 | 4 | #VALUE! | 0 | #VALUE! | #VALUE! | #VALUE! | #N/A | #VALUE! | #VALUE!
3 | 5 | #VALUE! | 0 | #VALUE! | #VALUE! | #VALUE! | #N/A | #VALUE! | #VALUE!
3 | 6 | #VALUE! | 0 | #VALUE! | #VALUE! | #VALUE! | #N/A | #VALUE! | #VALUE!
3 | 7 | #VALUE! | 0 | #VALUE! | #VALUE! | #VALUE! | #N/A | #VALUE! | #VALUE!
3 | 8 | #VALUE! | 0 | #VALUE! | #VALUE! | #VALUE! | #N/A | #VALUE! | #VALUE!
3 | 9 | #VALUE! | 0 | #VALUE! | #VALUE! | #VALUE! | #N/A | #VALUE! | #VALUE!
3 | 10 | #VALUE! | 0 | #VALUE! | #VALUE! | #VALUE! | #N/A | #VALUE! | #VALUE!
3 | 11 | #VALUE! | 0 | #VALUE! | #VALUE! | #VALUE! | #N/A | #VALUE! | #VALUE!
3 | 12 | #VALUE! | 0 | #VALUE! | #VALUE! | #VALUE! | #N/A | #VALUE! | #VALUE!
3 | 13 | #VALUE! | 0 | #VALUE! | #VALUE! | #VALUE! | #N/A | #VALUE! | #VALUE!
3 | 14 | #VALUE! | 0 | #VALUE! | #VALUE! | #VALUE! | #N/A | #VALUE! | #VALUE!
3 | 15 | #VALUE! | 0 | #VALUE! | #VALUE! | #VALUE! | #N/A | #VALUE! | #VALUE!
3 | 16 | #VALUE! | 0 | #VALUE! | #VALUE! | #VALUE! | #N/A | #VALUE! | #VALUE!
3 | 17 | #VALUE! | 0 | #VALUE! | #VALUE! | #VALUE! | #N/A | #VALUE! | #VALUE!
3 | 18 | #VALUE! | 0 | #VALUE! | #VALUE! | #VALUE! | #N/A | #VALUE! | #VALUE!
3 | 19 | #VALUE! | 0 | #VALUE! | #VALUE! | #VALUE! | #N/A | #VALUE! | #VALUE!
3 | 20 | #VALUE! | 0 | #VALUE! | #VALUE! | #VALUE! | #N/A | #VALUE! | #VALUE!
3 | 21 | #VALUE! | 0 | #VALUE! | #VALUE! | #VALUE! | #N/A | #VALUE! | #VALUE!
3 | 22 | #VALUE! | 0 | #VALUE! | #VALUE! | #VALUE! | #N/A | #VALUE! | #VALUE!
3 | 23 | #VALUE! | 0 | #VALUE! | #VALUE! | #VALUE! | #N/A | #VALUE! | #VALUE!
3 | 24 | #VALUE! | 0 | #VALUE! | #VALUE! | #VALUE! | #N/A | #VALUE! | #VALUE!
3 | 25 | #VALUE! | 0 | #VALUE! | #VALUE! | #VALUE! | #N/A | #VALUE! | #VALUE!
3 | 26 | #VALUE! | 0 | #VALUE! | #VALUE! | #VALUE! | #N/A | #VALUE! | #VALUE!
3 | 27 | #VALUE! | 0 | #VALUE! | #VALUE! | #VALUE! | #N/A | #VALUE! | #VALUE!
3 | 28 | #VALUE! | 0 | #VALUE! | #VALUE! | #VALUE! | #N/A | #VALUE! | #VALUE!
3 | 29 | #VALUE! | 0 | #VALUE! | #VALUE! | #VALUE! | #N/A | #VALUE! | #VALUE!
3 | 30 | #VALUE! | 0 | #VALUE! | #VALUE! | #VALUE! | #N/A | #VALUE! | #VALUE!
3 | 31 | #VALUE! | 0 | #VALUE! | #VALUE! | #VALUE! | #N/A | #VALUE! | #VALUE!
4 | 1 | #VALUE! | 0 | #VALUE! | #VALUE! | #VALUE! | #N/A | #VALUE! | #VALUE!
4 | 2 | #VALUE! | 0 | #VALUE! | #VALUE! | #VALUE! | #N/A | #VALUE! | #VALUE!
4 | 3 | #VALUE! | 0 | #VALUE! | #VALUE! | #VALUE! | #N/A | #VALUE! | #VALUE!
4 | 4 | #VALUE! | 0 | #VALUE! | #VALUE! | #VALUE! | #N/A | #VALUE! | #VALUE!
4 | 5 | #VALUE! | 0 | #VALUE! | #VALUE! | #VALUE! | #N/A | #VALUE! | #VALUE!
4 | 6 | #VALUE! | 0 | #VALUE! | #VALUE! | #VALUE! | #N/A | #VALUE! | #VALUE!
4 | 7 | #VALUE! | 0 | #VALUE! | #VALUE! | #VALUE! | #N/A | #VALUE! | #VALUE!
4 | 8 | #VALUE! | 0 | #VALUE! | #VALUE! | #VALUE! | #N/A | #VALUE! | #VALUE!
4 | 9 | #VALUE! | 0 | #VALUE! | #VALUE! | #VALUE! | #N/A | #VALUE! | #VALUE!
4 | 10 | #VALUE! | 0 | #VALUE! | #VALUE! | #VALUE! | #N/A | #VALUE! | #VALUE!
4 | 11 | #VALUE! | 0 | #VALUE! | #VALUE! | #VALUE! | #N/A | #VALUE! | #VALUE!
4 | 12 | #VALUE! | 0 | #VALUE! | #VALUE! | #VALUE! | #N/A | #VALUE! | #VALUE!
4 | 13 | #VALUE! | 0 | #VALUE! | #VALUE! | #VALUE! | #N/A | #VALUE! | #VALUE!
4 | 14 | #VALUE! | 0 | #VALUE! | #VALUE! | #VALUE! | #N/A | #VALUE! | #VALUE!
4 | 15 | #VALUE! | 0 | #VALUE! | #VALUE! | #VALUE! | #N/A | #VALUE! | #VALUE!
4 | 16 | #VALUE! | 0 | #VALUE! | #VALUE! | #VALUE! | #N/A | #VALUE! | #VALUE!
4 | 17 | #VALUE! | 0 | #VALUE! | #VALUE! | #VALUE! | #N/A | #VALUE! | #VALUE!
4 | 18 | #VALUE! | 0 | #VALUE! | #VALUE! | #VALUE! | #N/A | #VALUE! | #VALUE!
4 | 19 | #VALUE! | 0 | #VALUE! | #VALUE! | #VALUE! | #N/A | #VALUE! | #VALUE!
4 | 20 | #VALUE! | 0 | #VALUE! | #VALUE! | #VALUE! | #N/A | #VALUE! | #VALUE!
4 | 21 | #VALUE! | 0 | #VALUE! | #VALUE! | #VALUE! | #N/A | #VALUE! | #VALUE!
4 | 22 | #VALUE! | 0 | #VALUE! | #VALUE! | #VALUE! | #N/A | #VALUE! | #VALUE!
4 | 23 | #VALUE! | 0 | #VALUE! | #VALUE! | #VALUE! | #N/A | #VALUE! | #VALUE!
4 | 24 | #VALUE! | 0 | #VALUE! | #VALUE! | #VALUE! | #N/A | #VALUE! | #VALUE!
4 | 25 | #VALUE! | 0 | #VALUE! | #VALUE! | #VALUE! | #N/A | #VALUE! | #VALUE!
4 | 26 | #VALUE! | 0 | #VALUE! | #VALUE! | #VALUE! | #N/A | #VALUE! | #VALUE!
4 | 27 | #VALUE! | 0 | #VALUE! | #VALUE! | #VALUE! | #N/A | #VALUE! | #VALUE!
4 | 28 | #VALUE! | 0 | #VALUE! | #VALUE! | #VALUE! | #N/A | #VALUE! | #VALUE!
4 | 29 | #VALUE! | 0 | #VALUE! | #VALUE! | #VALUE! | #N/A | #VALUE! | #VALUE!
4 | 30 | #VALUE! | 0 | #VALUE! | #VALUE! | #VALUE! | #N/A | #VALUE! | #VALUE!
5 | 1 | #VALUE! | 0 | #VALUE! | #VALUE! | #VALUE! | #N/A | #VALUE! | #VALUE!
5 | 2 | #VALUE! | 0 | #VALUE! | #VALUE! | #VALUE! | #N/A | #VALUE! | #VALUE!
5 | 3 | #VALUE! | 0 | #VALUE! | #VALUE! | #VALUE! | #N/A | #VALUE! | #VALUE!
5 | 4 | #VALUE! | 0 | #VALUE! | #VALUE! | #VALUE! | #N/A | #VALUE! | #VALUE!
5 | 5 | #VALUE! | 0 | #VALUE! | #VALUE! | #VALUE! | #N/A | #VALUE! | #VALUE!
5 | 6 | #VALUE! | 0 | #VALUE! | #VALUE! | #VALUE! | #N/A | #VALUE! | #VALUE!
5 | 7 | #VALUE! | 0 | #VALUE! | #VALUE! | #VALUE! | #N/A | #VALUE! | #VALUE!
5 | 8 | #VALUE! | 0 | #VALUE! | #VALUE! | #VALUE! | #N/A | #VALUE! | #VALUE!
5 | 9 | #VALUE! | 0 | #VALUE! | #VALUE! | #VALUE! | #N/A | #VALUE! | #VALUE!
5 | 10 | #VALUE! | 0 | #VALUE! | #VALUE! | #VALUE! | #N/A | #VALUE! | #VALUE!
5 | 11 | #VALUE! | 0 | #VALUE! | #VALUE! | #VALUE! | #N/A | #VALUE! | #VALUE!
5 | 12 | #VALUE! | 0 | #VALUE! | #VALUE! | #VALUE! | #N/A | #VALUE! | #VALUE!
5 | 13 | #VALUE! | 0 | #VALUE! | #VALUE! | #VALUE! | #N/A | #VALUE! | #VALUE!
5 | 14 | #VALUE! | 0 | #VALUE! | #VALUE! | #VALUE! | #N/A | #VALUE! | #VALUE!
5 | 15 | #VALUE! | 0 | #VALUE! | #VALUE! | #VALUE! | #N/A | #VALUE! | #VALUE!
5 | 16 | #VALUE! | 0 | #VALUE! | #VALUE! | #VALUE! | #N/A | #VALUE! | #VALUE!
5 | 17 | #VALUE! | 0 | #VALUE! | #VALUE! | #VALUE! | #N/A | #VALUE! | #VALUE!
5 | 18 | #VALUE! | 0 | #VALUE! | #VALUE! | #VALUE! | #N/A | #VALUE! | #VALUE!
5 | 19 | #VALUE! | 0 | #VALUE! | #VALUE! | #VALUE! | #N/A | #VALUE! | #VALUE!
5 | 20 | #VALUE! | 0 | #VALUE! | #VALUE! | #VALUE! | #N/A | #VALUE! | #VALUE!
5 | 21 | #VALUE! | 0 | #VALUE! | #VALUE! | #VALUE! | #N/A | #VALUE! | #VALUE!
5 | 22 | #VALUE! | 0 | #VALUE! | #VALUE! | #VALUE! | #N/A | #VALUE! | #VALUE!
5 | 23 | #VALUE! | 0 | #VALUE! | #VALUE! | #VALUE! | #N/A | #VALUE! | #VALUE!
5 | 24 | #VALUE! | 0 | #VALUE! | #VALUE! | #VALUE! | #N/A | #VALUE! | #VALUE!
5 | 25 | #VALUE! | 0 | #VALUE! | #VALUE! | #VALUE! | #N/A | #VALUE! | #VALUE!
5 | 26 | #VALUE! | 0 | #VALUE! | #VALUE! | #VALUE! | #N/A | #VALUE! | #VALUE!
5 | 27 | #VALUE! | 0 | #VALUE! | #VALUE! | #VALUE! | #N/A | #VALUE! | #VALUE!
5 | 28 | #VALUE! | 0 | #VALUE! | #VALUE! | #VALUE! | #N/A | #VALUE! | #VALUE!
5 | 29 | #VALUE! | 0 | #VALUE! | #VALUE! | #VALUE! | #N/A | #VALUE! | #VALUE!
5 | 30 | #VALUE! | 0 | #VALUE! | #VALUE! | #VALUE! | #N/A | #VALUE! | #VALUE!
5 | 31 | #VALUE! | 0 | #VALUE! | #VALUE! | #VALUE! | #N/A | #VALUE! | #VALUE!
6 | 1 | #VALUE! | 0 | #VALUE! | #VALUE! | #VALUE! | #N/A | #VALUE! | #VALUE!
6 | 2 | #VALUE! | 0 | #VALUE! | #VALUE! | #VALUE! | #N/A | #VALUE! | #VALUE!
6 | 3 | #VALUE! | 0 | #VALUE! | #VALUE! | #VALUE! | #N/A | #VALUE! | #VALUE!
6 | 4 | #VALUE! | 0 | #VALUE! | #VALUE! | #VALUE! | #N/A | #VALUE! | #VALUE!
6 | 5 | #VALUE! | 0 | #VALUE! | #VALUE! | #VALUE! | #N/A | #VALUE! | #VALUE!
6 | 6 | #VALUE! | 0 | #VALUE! | #VALUE! | #VALUE! | #N/A | #VALUE! | #VALUE!
6 | 7 | #VALUE! | 0 | #VALUE! | #VALUE! | #VALUE! | #N/A | #VALUE! | #VALUE!
6 | 8 | #VALUE! | 0 | #VALUE! | #VALUE! | #VALUE! | #N/A | #VALUE! | #VALUE!
6 | 9 | #VALUE! | 0 | #VALUE! | #VALUE! | #VALUE! | #N/A | #VALUE! | #VALUE!
6 | 10 | #VALUE! | 0 | #VALUE! | #VALUE! | #VALUE! | #N/A | #VALUE! | #VALUE!
6 | 11 | #VALUE! | 0 | #VALUE! | #VALUE! | #VALUE! | #N/A | #VALUE! | #VALUE!
6 | 12 | #VALUE! | 0 | #VALUE! | #VALUE! | #VALUE! | #N/A | #VALUE! | #VALUE!
6 | 13 | #VALUE! | 0 | #VALUE! | #VALUE! | #VALUE! | #N/A | #VALUE! | #VALUE!
6 | 14 | #VALUE! | 0 | #VALUE! | #VALUE! | #VALUE! | #N/A | #VALUE! | #VALUE!
6 | 15 | #VALUE! | 0 | #VALUE! | #VALUE! | #VALUE! | #N/A | #VALUE! | #VALUE!
6 | 16 | #VALUE! | 0 | #VALUE! | #VALUE! | #VALUE! | #N/A | #VALUE! | #VALUE!
6 | 17 | #VALUE! | 0 | #VALUE! | #VALUE! | #VALUE! | #N/A | #VALUE! | #VALUE!
6 | 18 | #VALUE! | 0 | #VALUE! | #VALUE! | #VALUE! | #N/A | #VALUE! | #VALUE!
6 | 19 | #VALUE! | 0 | #VALUE! | #VALUE! | #VALUE! | #N/A | #VALUE! | #VALUE!
6 | 20 | #VALUE! | 0 | #VALUE! | #VALUE! | #VALUE! | #N/A | #VALUE! | #VALUE!
6 | 21 | #VALUE! | 0 | #VALUE! | #VALUE! | #VALUE! | #N/A | #VALUE! | #VALUE!
6 | 22 | #VALUE! | 0 | #VALUE! | #VALUE! | #VALUE! | #N/A | #VALUE! | #VALUE!
6 | 23 | #VALUE! | 0 | #VALUE! | #VALUE! | #VALUE! | #N/A | #VALUE! | #VALUE!
6 | 24 | #VALUE! | 0 | #VALUE! | #VALUE! | #VALUE! | #N/A | #VALUE! | #VALUE!
6 | 25 | #VALUE! | 0 | #VALUE! | #VALUE! | #VALUE! | #N/A | #VALUE! | #VALUE!
6 | 26 | #VALUE! | 0 | #VALUE! | #VALUE! | #VALUE! | #N/A | #VALUE! | #VALUE!
6 | 27 | #VALUE! | 0 | #VALUE! | #VALUE! | #VALUE! | #N/A | #VALUE! | #VALUE!
6 | 28 | #VALUE! | 0 | #VALUE! | #VALUE! | #VALUE! | #N/A | #VALUE! | #VALUE!
6 | 29 | #VALUE! | 0 | #VALUE! | #VALUE! | #VALUE! | #N/A | #VALUE! | #VALUE!
6 | 30 | #VALUE! | 0 | #VALUE! | #VALUE! | #VALUE! | #N/A | #VALUE! | #VALUE!
7 | 1 | #VALUE! | 0 | #VALUE! | #VALUE! | #VALUE! | #N/A | #VALUE! | #VALUE!
7 | 2 | #VALUE! | 0 | #VALUE! | #VALUE! | #VALUE! | #N/A | #VALUE! | #VALUE!
7 | 3 | #VALUE! | 0 | #VALUE! | #VALUE! | #VALUE! | #N/A | #VALUE! | #VALUE!
7 | 4 | #VALUE! | 0 | #VALUE! | #VALUE! | #VALUE! | #N/A | #VALUE! | #VALUE!
7 | 5 | #VALUE! | 0 | #VALUE! | #VALUE! | #VALUE! | #N/A | #VALUE! | #VALUE!
7 | 6 | #VALUE! | 0 | #VALUE! | #VALUE! | #VALUE! | #N/A | #VALUE! | #VALUE!
7 | 7 | #VALUE! | 0 | #VALUE! | #VALUE! | #VALUE! | #N/A | #VALUE! | #VALUE!
7 | 8 | #VALUE! | 0 | #VALUE! | #VALUE! | #VALUE! | #N/A | #VALUE! | #VALUE!
7 | 9 | #VALUE! | 0 | #VALUE! | #VALUE! | #VALUE! | #N/A | #VALUE! | #VALUE!
7 | 10 | #VALUE! | 0 | #VALUE! | #VALUE! | #VALUE! | #N/A | #VALUE! | #VALUE!
7 | 11 | #VALUE! | 0 | #VALUE! | #VALUE! | #VALUE! | #N/A | #VALUE! | #VALUE!
7 | 12 | #VALUE! | 0 | #VALUE! | #VALUE! | #VALUE! | #N/A | #VALUE! | #VALUE!
7 | 13 | #VALUE! | 0 | #VALUE! | #VALUE! | #VALUE! | #N/A | #VALUE! | #VALUE!
7 | 14 | #VALUE! | 0 | #VALUE! | #VALUE! | #VALUE! | #N/A | #VALUE! | #VALUE!
7 | 15 | #VALUE! | 0 | #VALUE! | #VALUE! | #VALUE! | #N/A | #VALUE! | #VALUE!
7 | 16 | #VALUE! | 0 | #VALUE! | #VALUE! | #VALUE! | #N/A | #VALUE! | #VALUE!
7 | 17 | #VALUE! | 0 | #VALUE! | #VALUE! | #VALUE! | #N/A | #VALUE! | #VALUE!
7 | 18 | #VALUE! | 0 | #VALUE! | #VALUE! | #VALUE! | #N/A | #VALUE! | #VALUE!
7 | 19 | #VALUE! | 0 | #VALUE! | #VALUE! | #VALUE! | #N/A | #VALUE! | #VALUE!
7 | 20 | #VALUE! | 0 | #VALUE! | #VALUE! | #VALUE! | #N/A | #VALUE! | #VALUE!
7 | 21 | #VALUE! | 0 | #VALUE! | #VALUE! | #VALUE! | #N/A | #VALUE! | #VALUE!
7 | 22 | #VALUE! | 0 | #VALUE! | #VALUE! | #VALUE! | #N/A | #VALUE! | #VALUE!
7 | 23 | #VALUE! | 0 | #VALUE! | #VALUE! | #VALUE! | #N/A | #VALUE! | #VALUE!
7 | 24 | #VALUE! | 0 | #VALUE! | #VALUE! | #VALUE! | #N/A | #VALUE! | #VALUE!
7 | 25 | #VALUE! | 0 | #VALUE! | #VALUE! | #VALUE! | #N/A | #VALUE! | #VALUE!
7 | 26 | #VALUE! | 0 | #VALUE! | #VALUE! | #VALUE! | #N/A | #VALUE! | #VALUE!
7 | 27 | #VALUE! | 0 | #VALUE! | #VALUE! | #VALUE! | #N/A | #VALUE! | #VALUE!
7 | 28 | #VALUE! | 0 | #VALUE! | #VALUE! | #VALUE! | #N/A | #VALUE! | #VALUE!
7 | 29 | #VALUE! | 0 | #VALUE! | #VALUE! | #VALUE! | #N/A | #VALUE! | #VALUE!
7 | 30 | #VALUE! | 0 | #VALUE! | #VALUE! | #VALUE! | #N/A | #VALUE! | #VALUE!
7 | 31 | #VALUE! | 0 | #VALUE! | #VALUE! | #VALUE! | #N/A | #VALUE! | #VALUE!
8 | 1 | #VALUE! | 0 | #VALUE! | #VALUE! | #VALUE! | #N/A | #VALUE! | #VALUE!
8 | 2 | #VALUE! | 0 | #VALUE! | #VALUE! | #VALUE! | #N/A | #VALUE! | #VALUE!
8 | 3 | #VALUE! | 0 | #VALUE! | #VALUE! | #VALUE! | #N/A | #VALUE! | #VALUE!
8 | 4 | #VALUE! | 0 | #VALUE! | #VALUE! | #VALUE! | #N/A | #VALUE! | #VALUE!
8 | 5 | #VALUE! | 0 | #VALUE! | #VALUE! | #VALUE! | #N/A | #VALUE! | #VALUE!
8 | 6 | #VALUE! | 0 | #VALUE! | #VALUE! | #VALUE! | #N/A | #VALUE! | #VALUE!
8 | 7 | #VALUE! | 0 | #VALUE! | #VALUE! | #VALUE! | #N/A | #VALUE! | #VALUE!
8 | 8 | #VALUE! | 0 | #VALUE! | #VALUE! | #VALUE! | #N/A | #VALUE! | #VALUE!
8 | 9 | #VALUE! | 0 | #VALUE! | #VALUE! | #VALUE! | #N/A | #VALUE! | #VALUE!
8 | 10 | #VALUE! | 0 | #VALUE! | #VALUE! | #VALUE! | #N/A | #VALUE! | #VALUE!
8 | 11 | #VALUE! | 0 | #VALUE! | #VALUE! | #VALUE! | #N/A | #VALUE! | #VALUE!
8 | 12 | #VALUE! | 0 | #VALUE! | #VALUE! | #VALUE! | #N/A | #VALUE! | #VALUE!
8 | 13 | #VALUE! | 0 | #VALUE! | #VALUE! | #VALUE! | #N/A | #VALUE! | #VALUE!
8 | 14 | #VALUE! | 0 | #VALUE! | #VALUE! | #VALUE! | #N/A | #VALUE! | #VALUE!
8 | 15 | #VALUE! | 0 | #VALUE! | #VALUE! | #VALUE! | #N/A | #VALUE! | #VALUE!
8 | 16 | #VALUE! | 0 | #VALUE! | #VALUE! | #VALUE! | #N/A | #VALUE! | #VALUE!
8 | 17 | #VALUE! | 0 | #VALUE! | #VALUE! | #VALUE! | #N/A | #VALUE! | #VALUE!
8 | 18 | #VALUE! | 0 | #VALUE! | #VALUE! | #VALUE! | #N/A | #VALUE! | #VALUE!
8 | 19 | #VALUE! | 0 | #VALUE! | #VALUE! | #VALUE! | #N/A | #VALUE! | #VALUE!
8 | 20 | #VALUE! | 0 | #VALUE! | #VALUE! | #VALUE! | #N/A | #VALUE! | #VALUE!
8 | 21 | #VALUE! | 0 | #VALUE! | #VALUE! | #VALUE! | #N/A | #VALUE! | #VALUE!
8 | 22 | #VALUE! | 0 | #VALUE! | #VALUE! | #VALUE! | #N/A | #VALUE! | #VALUE!
8 | 23 | #VALUE! | 0 | #VALUE! | #VALUE! | #VALUE! | #N/A | #VALUE! | #VALUE!
8 | 24 | #VALUE! | 0 | #VALUE! | #VALUE! | #VALUE! | #N/A | #VALUE! | #VALUE!
8 | 25 | #VALUE! | 0 | #VALUE! | #VALUE! | #VALUE! | #N/A | #VALUE! | #VALUE!
8 | 26 | #VALUE! | 0 | #VALUE! | #VALUE! | #VALUE! | #N/A | #VALUE! | #VALUE!
8 | 27 | #VALUE! | 0 | #VALUE! | #VALUE! | #VALUE! | #N/A | #VALUE! | #VALUE!
8 | 28 | #VALUE! | 0 | #VALUE! | #VALUE! | #VALUE! | #N/A | #VALUE! | #VALUE!
8 | 29 | #VALUE! | 0 | #VALUE! | #VALUE! | #VALUE! | #N/A | #VALUE! | #VALUE!
8 | 30 | #VALUE! | 0 | #VALUE! | #VALUE! | #VALUE! | #N/A | #VALUE! | #VALUE!
8 | 31 | #VALUE! | 0 | #VALUE! | #VALUE! | #VALUE! | #N/A | #VALUE! | #VALUE!
9 | 1 | #VALUE! | 0 | #VALUE! | #VALUE! | #VALUE! | #N/A | #VALUE! | #VALUE!
9 | 2 | #VALUE! | 0 | #VALUE! | #VALUE! | #VALUE! | #N/A | #VALUE! | #VALUE!
9 | 3 | #VALUE! | 0 | #VALUE! | #VALUE! | #VALUE! | #N/A | #VALUE! | #VALUE!
9 | 4 | #VALUE! | 0 | #VALUE! | #VALUE! | #VALUE! | #N/A | #VALUE! | #VALUE!
9 | 5 | #VALUE! | 0 | #VALUE! | #VALUE! | #VALUE! | #N/A | #VALUE! | #VALUE!
9 | 6 | #VALUE! | 0 | #VALUE! | #VALUE! | #VALUE! | #N/A | #VALUE! | #VALUE!
9 | 7 | #VALUE! | 0 | #VALUE! | #VALUE! | #VALUE! | #N/A | #VALUE! | #VALUE!
9 | 8 | #VALUE! | 0 | #VALUE! | #VALUE! | #VALUE! | #N/A | #VALUE! | #VALUE!
9 | 9 | #VALUE! | 0 | #VALUE! | #VALUE! | #VALUE! | #N/A | #VALUE! | #VALUE!
9 | 10 | #VALUE! | 0 | #VALUE! | #VALUE! | #VALUE! | #N/A | #VALUE! | #VALUE!
9 | 11 | #VALUE! | 0 | #VALUE! | #VALUE! | #VALUE! | #N/A | #VALUE! | #VALUE!
9 | 12 | #VALUE! | 0 | #VALUE! | #VALUE! | #VALUE! | #N/A | #VALUE! | #VALUE!
9 | 13 | #VALUE! | 0 | #VALUE! | #VALUE! | #VALUE! | #N/A | #VALUE! | #VALUE!
9 | 14 | #VALUE! | 0 | #VALUE! | #VALUE! | #VALUE! | #N/A | #VALUE! | #VALUE!
9 | 15 | #VALUE! | 0 | #VALUE! | #VALUE! | #VALUE! | #N/A | #VALUE! | #VALUE!
9 | 16 | #VALUE! | 0 | #VALUE! | #VALUE! | #VALUE! | #N/A | #VALUE! | #VALUE!
9 | 17 | #VALUE! | 0 | #VALUE! | #VALUE! | #VALUE! | #N/A | #VALUE! | #VALUE!
9 | 18 | #VALUE! | 0 | #VALUE! | #VALUE! | #VALUE! | #N/A | #VALUE! | #VALUE!
9 | 19 | #VALUE! | 0 | #VALUE! | #VALUE! | #VALUE! | #N/A | #VALUE! | #VALUE!
9 | 20 | #VALUE! | 0 | #VALUE! | #VALUE! | #VALUE! | #N/A | #VALUE! | #VALUE!
9 | 21 | #VALUE! | 0 | #VALUE! | #VALUE! | #VALUE! | #N/A | #VALUE! | #VALUE!
9 | 22 | #VALUE! | 0 | #VALUE! | #VALUE! | #VALUE! | #N/A | #VALUE! | #VALUE!
9 | 23 | #VALUE! | 0 | #VALUE! | #VALUE! | #VALUE! | #N/A | #VALUE! | #VALUE!
9 | 24 | #VALUE! | 0 | #VALUE! | #VALUE! | #VALUE! | #N/A | #VALUE! | #VALUE!
9 | 25 | #VALUE! | 0 | #VALUE! | #VALUE! | #VALUE! | #N/A | #VALUE! | #VALUE!
9 | 26 | #VALUE! | 0 | #VALUE! | #VALUE! | #VALUE! | #N/A | #VALUE! | #VALUE!
9 | 27 | #VALUE! | 0 | #VALUE! | #VALUE! | #VALUE! | #N/A | #VALUE! | #VALUE!
9 | 28 | #VALUE! | 0 | #VALUE! | #VALUE! | #VALUE! | #N/A | #VALUE! | #VALUE!
9 | 29 | #VALUE! | 0 | #VALUE! | #VALUE! | #VALUE! | #N/A | #VALUE! | #VALUE!
9 | 30 | #VALUE! | 0 | #VALUE! | #VALUE! | #VALUE! | #N/A | #VALUE! | #VALUE!
10 | 1 | #VALUE! | 0 | #VALUE! | #VALUE! | #VALUE! | #N/A | #VALUE! | #VALUE!
10 | 2 | #VALUE! | 0 | #VALUE! | #VALUE! | #VALUE! | #N/A | #VALUE! | #VALUE!
10 | 3 | #VALUE! | 0 | #VALUE! | #VALUE! | #VALUE! | #N/A | #VALUE! | #VALUE!
10 | 4 | #VALUE! | 0 | #VALUE! | #VALUE! | #VALUE! | #N/A | #VALUE! | #VALUE!
10 | 5 | #VALUE! | 0 | #VALUE! | #VALUE! | #VALUE! | #N/A | #VALUE! | #VALUE!
10 | 6 | #VALUE! | 0 | #VALUE! | #VALUE! | #VALUE! | #N/A | #VALUE! | #VALUE!
10 | 7 | #VALUE! | 0 | #VALUE! | #VALUE! | #VALUE! | #N/A | #VALUE! | #VALUE!
10 | 8 | #VALUE! | 0 | #VALUE! | #VALUE! | #VALUE! | #N/A | #VALUE! | #VALUE!
10 | 9 | #VALUE! | 0 | #VALUE! | #VALUE! | #VALUE! | #N/A | #VALUE! | #VALUE!
10 | 10 | #VALUE! | 0 | #VALUE! | #VALUE! | #VALUE! | #N/A | #VALUE! | #VALUE!
10 | 11 | #VALUE! | 0 | #VALUE! | #VALUE! | #VALUE! | #N/A | #VALUE! | #VALUE!
10 | 12 | #VALUE! | 0 | #VALUE! | #VALUE! | #VALUE! | #N/A | #VALUE! | #VALUE!
10 | 13 | #VALUE! | 0 | #VALUE! | #VALUE! | #VALUE! | #N/A | #VALUE! | #VALUE!
10 | 14 | #VALUE! | 0 | #VALUE! | #VALUE! | #VALUE! | #N/A | #VALUE! | #VALUE!
10 | 15 | #VALUE! | 0 | #VALUE! | #VALUE! | #VALUE! | #N/A | #VALUE! | #VALUE!
10 | 16 | #VALUE! | 0 | #VALUE! | #VALUE! | #VALUE! | #N/A | #VALUE! | #VALUE!
10 | 17 | #VALUE! | 0 | #VALUE! | #VALUE! | #VALUE! | #N/A | #VALUE! | #VALUE!
10 | 18 | #VALUE! | 0 | #VALUE! | #VALUE! | #VALUE! | #N/A | #VALUE! | #VALUE!
10 | 19 | #VALUE! | 0 | #VALUE! | #VALUE! | #VALUE! | #N/A | #VALUE! | #VALUE!
10 | 20 | #VALUE! | 0 | #VALUE! | #VALUE! | #VALUE! | #N/A | #VALUE! | #VALUE!
10 | 21 | #VALUE! | 0 | #VALUE! | #VALUE! | #VALUE! | #N/A | #VALUE! | #VALUE!
10 | 22 | #VALUE! | 0 | #VALUE! | #VALUE! | #VALUE! | #N/A | #VALUE! | #VALUE!
10 | 23 | #VALUE! | 0 | #VALUE! | #VALUE! | #VALUE! | #N/A | #VALUE! | #VALUE!
10 | 24 | #VALUE! | 0 | #VALUE! | #VALUE! | #VALUE! | #N/A | #VALUE! | #VALUE!
10 | 25 | #VALUE! | 0 | #VALUE! | #VALUE! | #VALUE! | #N/A | #VALUE! | #VALUE!
10 | 26 | #VALUE! | 0 | #VALUE! | #VALUE! | #VALUE! | #N/A | #VALUE! | #VALUE!
10 | 27 | #VALUE! | 0 | #VALUE! | #VALUE! | #VALUE! | #N/A | #VALUE! | #VALUE!
10 | 28 | #VALUE! | 0 | #VALUE! | #VALUE! | #VALUE! | #N/A | #VALUE! | #VALUE!
10 | 29 | #VALUE! | 0 | #VALUE! | #VALUE! | #VALUE! | #N/A | #VALUE! | #VALUE!
10 | 30 | #VALUE! | 0 | #VALUE! | #VALUE! | #VALUE! | #N/A | #VALUE! | #VALUE!
10 | 31 | #VALUE! | 0 | #VALUE! | #VALUE! | #VALUE! | #N/A | #VALUE! | #VALUE!
11 | 1 | #VALUE! | 0 | #VALUE! | #VALUE! | #VALUE! | #N/A | #VALUE! | #VALUE!
11 | 2 | #VALUE! | 0 | #VALUE! | #VALUE! | #VALUE! | #N/A | #VALUE! | #VALUE!
11 | 3 | #VALUE! | 0 | #VALUE! | #VALUE! | #VALUE! | #N/A | #VALUE! | #VALUE!
11 | 4 | #VALUE! | 0 | #VALUE! | #VALUE! | #VALUE! | #N/A | #VALUE! | #VALUE!
11 | 5 | #VALUE! | 0 | #VALUE! | #VALUE! | #VALUE! | #N/A | #VALUE! | #VALUE!
11 | 6 | #VALUE! | 0 | #VALUE! | #VALUE! | #VALUE! | #N/A | #VALUE! | #VALUE!
11 | 7 | #VALUE! | 0 | #VALUE! | #VALUE! | #VALUE! | #N/A | #VALUE! | #VALUE!
11 | 8 | #VALUE! | 0 | #VALUE! | #VALUE! | #VALUE! | #N/A | #VALUE! | #VALUE!
11 | 9 | #VALUE! | 0 | #VALUE! | #VALUE! | #VALUE! | #N/A | #VALUE! | #VALUE!
11 | 10 | #VALUE! | 0 | #VALUE! | #VALUE! | #VALUE! | #N/A | #VALUE! | #VALUE!
11 | 11 | #VALUE! | 0 | #VALUE! | #VALUE! | #VALUE! | #N/A | #VALUE! | #VALUE!
11 | 12 | #VALUE! | 0 | #VALUE! | #VALUE! | #VALUE! | #N/A | #VALUE! | #VALUE!
11 | 13 | #VALUE! | 0 | #VALUE! | #VALUE! | #VALUE! | #N/A | #VALUE! | #VALUE!
11 | 14 | #VALUE! | 0 | #VALUE! | #VALUE! | #VALUE! | #N/A | #VALUE! | #VALUE!
11 | 15 | #VALUE! | 0 | #VALUE! | #VALUE! | #VALUE! | #N/A | #VALUE! | #VALUE!
11 | 16 | #VALUE! | 0 | #VALUE! | #VALUE! | #VALUE! | #N/A | #VALUE! | #VALUE!
11 | 17 | #VALUE! | 0 | #VALUE! | #VALUE! | #VALUE! | #N/A | #VALUE! | #VALUE!
11 | 18 | #VALUE! | 0 | #VALUE! | #VALUE! | #VALUE! | #N/A | #VALUE! | #VALUE!
11 | 19 | #VALUE! | 0 | #VALUE! | #VALUE! | #VALUE! | #N/A | #VALUE! | #VALUE!
11 | 20 | #VALUE! | 0 | #VALUE! | #VALUE! | #VALUE! | #N/A | #VALUE! | #VALUE!
11 | 21 | #VALUE! | 0 | #VALUE! | #VALUE! | #VALUE! | #N/A | #VALUE! | #VALUE!
11 | 22 | #VALUE! | 0 | #VALUE! | #VALUE! | #VALUE! | #N/A | #VALUE! | #VALUE!
11 | 23 | #VALUE! | 0 | #VALUE! | #VALUE! | #VALUE! | #N/A | #VALUE! | #VALUE!
11 | 24 | #VALUE! | 0 | #VALUE! | #VALUE! | #VALUE! | #N/A | #VALUE! | #VALUE!
11 | 25 | #VALUE! | 0 | #VALUE! | #VALUE! | #VALUE! | #N/A | #VALUE! | #VALUE!
11 | 26 | #VALUE! | 0 | #VALUE! | #VALUE! | #VALUE! | #N/A | #VALUE! | #VALUE!
11 | 27 | #VALUE! | 0 | #VALUE! | #VALUE! | #VALUE! | #N/A | #VALUE! | #VALUE!
11 | 28 | #VALUE! | 0 | #VALUE! | #VALUE! | #VALUE! | #N/A | #VALUE! | #VALUE!
11 | 29 | #VALUE! | 0 | #VALUE! | #VALUE! | #VALUE! | #N/A | #VALUE! | #VALUE!
11 | 30 | #VALUE! | 0 | #VALUE! | #VALUE! | #VALUE! | #N/A | #VALUE! | #VALUE!
12 | 1 | #VALUE! | 0 | #VALUE! | #VALUE! | #VALUE! | #N/A | #VALUE! | #VALUE!
12 | 2 | #VALUE! | 0 | #VALUE! | #VALUE! | #VALUE! | #N/A | #VALUE! | #VALUE!
12 | 3 | #VALUE! | 0 | #VALUE! | #VALUE! | #VALUE! | #N/A | #VALUE! | #VALUE!
12 | 4 | #VALUE! | 0 | #VALUE! | #VALUE! | #VALUE! | #N/A | #VALUE! | #VALUE!
12 | 5 | #VALUE! | 0 | #VALUE! | #VALUE! | #VALUE! | #N/A | #VALUE! | #VALUE!
12 | 6 | #VALUE! | 0 | #VALUE! | #VALUE! | #VALUE! | #N/A | #VALUE! | #VALUE!
12 | 7 | #VALUE! | 0 | #VALUE! | #VALUE! | #VALUE! | #N/A | #VALUE! | #VALUE!
12 | 8 | #VALUE! | 0 | #VALUE! | #VALUE! | #VALUE! | #N/A | #VALUE! | #VALUE!
12 | 9 | #VALUE! | 0 | #VALUE! | #VALUE! | #VALUE! | #N/A | #VALUE! | #VALUE!
12 | 10 | #VALUE! | 0 | #VALUE! | #VALUE! | #VALUE! | #N/A | #VALUE! | #VALUE!
12 | 11 | #VALUE! | 0 | #VALUE! | #VALUE! | #VALUE! | #N/A | #VALUE! | #VALUE!
12 | 12 | #VALUE! | 0 | #VALUE! | #VALUE! | #VALUE! | #N/A | #VALUE! | #VALUE!
12 | 13 | #VALUE! | 0 | #VALUE! | #VALUE! | #VALUE! | #N/A | #VALUE! | #VALUE!
12 | 14 | #VALUE! | 0 | #VALUE! | #VALUE! | #VALUE! | #N/A | #VALUE! | #VALUE!
12 | 15 | #VALUE! | 0 | #VALUE! | #VALUE! | #VALUE! | #N/A | #VALUE! | #VALUE!
12 | 16 | #VALUE! | 0 | #VALUE! | #VALUE! | #VALUE! | #N/A | #VALUE! | #VALUE!
12 | 17 | #VALUE! | 0 | #VALUE! | #VALUE! | #VALUE! | #N/A | #VALUE! | #VALUE!
12 | 18 | #VALUE! | 0 | #VALUE! | #VALUE! | #VALUE! | #N/A | #VALUE! | #VALUE!
12 | 19 | #VALUE! | 0 | #VALUE! | #VALUE! | #VALUE! | #N/A | #VALUE! | #VALUE!
12 | 20 | #VALUE! | 0 | #VALUE! | #VALUE! | #VALUE! | #N/A | #VALUE! | #VALUE!
12 | 21 | #VALUE! | 0 | #VALUE! | #VALUE! | #VALUE! | #N/A | #VALUE! | #VALUE!
12 | 22 | #VALUE! | 0 | #VALUE! | #VALUE! | #VALUE! | #N/A | #VALUE! | #VALUE!
12 | 23 | #VALUE! | 0 | #VALUE! | #VALUE! | #VALUE! | #N/A | #VALUE! | #VALUE!
12 | 24 | #VALUE! | 0 | #VALUE! | #VALUE! | #VALUE! | #N/A | #VALUE! | #VALUE!
12 | 25 | #VALUE! | 0 | #VALUE! | #VALUE! | #VALUE! | #N/A | #VALUE! | #VALUE!
12 | 26 | #VALUE! | 0 | #VALUE! | #VALUE! | #VALUE! | #N/A | #VALUE! | #VALUE!
12 | 27 | #VALUE! | 0 | #VALUE! | #VALUE! | #VALUE! | #N/A | #VALUE! | #VALUE!
12 | 28 | #VALUE! | 0 | #VALUE! | #VALUE! | #VALUE! | #N/A | #VALUE! | #VALUE!
12 | 29 | #VALUE! | 0 | #VALUE! | #VALUE! | #VALUE! | #N/A | #VALUE! | #VALUE!
12 | 30 | #VALUE! | 0 | #VALUE! | #VALUE! | #VALUE! | #N/A | #VALUE! | #VALUE!
12 | 31 | #VALUE! | 0 | #VALUE! | #VALUE! | #VALUE! | #N/A | #VALUE! | #VALUE!
|  | Total: | 0 |  |  |  |  | #VALUE! | Total:
Note on C1: Rebecca McDonnell: =C-value x drainage area (user input) x precip
Note on J1: Rebecca McDonnell: ET values from column AE, divided by 30 for daily values

## GHG Calculations
Section 2.
ID | Water System Segment | Energy Intensity (kWh/Million Gallons) | Energy Intensity (kWh/AF) | Energy Intensity (MWh/AF) | Reference | SDCWA Water Supplies | % of Total Supply* | Associated Energy Intensity ID | Associated Energy Intensity ID | Associated Energy Intensity ID | Total Energy Intensity (MWh/AF) | Notes
0 |  |  |  | 0 |  | MWD | 41% | 1 | 4 | 8 | 3.4876
1 | Upstream Supply and Conveyance | 9727 | 3169.5521 | 3.1696 | California Energy Commission (CEC), Navigant, Refining Estimates of Water-Related Energy Use in California (December 2006). | IID | 22% | 1 | 4 | 8 | 3.4876
2 | Local SW Conveyance | 110 | 35.8436 | 0.035844 | WateReuse, Implications of Future Water Supply Sources for Energy Demand 2012 | CR | 17% | 1 | 4 | 8 | 3.4876
3 | Groundwater Extraction | 1820 | 593.0487 | 0.59305 | California Public Utility Commission (CPUC). Embedded Energy in Water Studies 1, 2 and 3. Groundwater Energy Use. (2011). Convert from Energy Intensity for South Coast Hydrologic Region, 593 kWh/AF. http://www.cpuc.ca.gov/PUC/energy/Energy+Efficiency/EM+and+V/Embedded+Energy+in+Water+Studies1_and_2.htm | Desal | 6% | 6 | 0 | 0 | 4.9
4 | Conventional Water Treatment | 684 | 222.882 | 0.22288 | Conventional water treatment processes include coagulation/flocculation, sedimentation, filtration and disinfection. The energy intensity of standard treatment is calculated based on data from the City of San Diego’s three Water Treatment Plants, provided to EPIC in 2014. (Value for 2010) | GW | 5% | 3 | 5 | 8 | 1.8613
5 | Advance Water Treatment with Reverse Osmosis | 3600 | 1173.0634 | 1.1731 | The advance water treatment refers specifically to the energy requirement for brackish groundwater desalination with reverse osmosis. The source water in the San Diego region has a sailniity of 1,000-3,000 mg/L. The average energy intensity used was between 3,000-4,200 kWh/million gallons. WaterReuse Research Foundation. Implications of Future Water Supply Sources for Energy Demands. (2012) Table. 4.5. http://www.pacinst.org/wp-content/uploads/2013/02/report19.pdf | SW | 4% | 2 | 4 | 8 | 0.35387
6 | Seawater Desalination |  |  | 4.9 | 2008 Energy Minimization and Green House Gas Reduction Plan, Carlsbad Desal Plant. Includes treatment, distribution to local agencies | RW | 100% | 2 | 7 | 9 | 2.9698 | RW is 5% of SDCWA supply; Assume RW conveyance is similar to Local SW conveyance; Use 100% for RW projects
7 | RW Treatment | 7604 | 2477.7706 | 2.4778 | WateReuse, Implications of Future Water Supply Sources for Energy Demand 2012 | *http://www.sdcwa.org/water-supplies
8 | Local Water Distribution | 292 | 95.1485 | 0.095148 | City of San Diego. See Note for Conv. Water Treatment
9 | RW Distribution | 1400 | 456.1913 | 0.45619 | WateReuse, Implications of Future Water Supply Sources for Energy Demand 2012
|  | lbs CO2e/MWh | MT CO2e/MWh | Reference
| CA Region Emission Factor | 570.5 | 0.25877 | EPA eGRID 2014, https://www.epa.gov/energy/emissions-generation-resource-integrated-database-egrid
Section 3.
Reference
| California Average Electricity Rate, March 2017 | 0.1539 | $/kWh | EIA, https://www.eia.gov/electricity/monthly/epm_table_grapher.php?t=epmt_5_6_a
|  | User Input | Energy Consumption (kWh) | Energy Consumption (MWh)
| Project's annual energy consumption | - | - | #VALUE!
| Project's annual energy cost | $ | #VALUE! | #VALUE!
| Project's annual O&M cost | 0
| Percent of O&M associated with energy | 0% | 0 | 0

## Watershed Precip Data
1981-2010 Daily Tabular Data (inches)
Watershed
|  | Santa Margarita | San Luis Rey | Carlsbad | San Dieguito | Los Penasquitos | Mission Bay | San Diego River | San Diego Bay | Tijuana
MONTH | DAY | Oceanside Marina | Oceanside Marina | Oceanside Marina | Lockwood Mesa | Lockwood Mesa | Seaworld | Lindbergh Fld | Lindbergh Fld | Chula Vista
1 | 1 | 0.071 | 0.071 | 0.071 | 0.011 | 0.011 | 0.057 | 0.065 | 0.065 | 0.057
1 | 2 | 0.071 | 0.071 | 0.071 | 0.01 | 0.01 | 0.056 | 0.066 | 0.066 | 0.059
1 | 3 | 0.073 | 0.073 | 0.073 | 0.009 | 0.009 | 0.062 | 0.067 | 0.067 | 0.06
1 | 4 | 0.071 | 0.071 | 0.071 | 0.009 | 0.009 | 0.063 | 0.068 | 0.068 | 0.059
1 | 5 | 0.068 | 0.068 | 0.068 | 0.009 | 0.009 | 0.064 | 0.064 | 0.064 | 0.056
1 | 6 | 0.065 | 0.065 | 0.065 | 0.01 | 0.01 | 0.066 | 0.063 | 0.063 | 0.055
1 | 7 | 0.066 | 0.066 | 0.066 | 0.021 | 0.021 | 0.067 | 0.064 | 0.064 | 0.057
1 | 8 | 0.068 | 0.068 | 0.068 | 0.029 | 0.029 | 0.067 | 0.063 | 0.063 | 0.058
1 | 9 | 0.066 | 0.066 | 0.066 | 0.032 | 0.032 | 0.067 | 0.064 | 0.064 | 0.057
1 | 10 | 0.067 | 0.067 | 0.067 | 0.034 | 0.034 | 0.066 | 0.064 | 0.064 | 0.056
1 | 11 | 0.067 | 0.067 | 0.067 | 0.034 | 0.034 | 0.066 | 0.065 | 0.065 | 0.058
1 | 12 | 0.068 | 0.068 | 0.068 | 0.031 | 0.031 | 0.069 | 0.064 | 0.064 | 0.059
1 | 13 | 0.068 | 0.068 | 0.068 | 0.034 | 0.034 | 0.067 | 0.062 | 0.062 | 0.057
1 | 14 | 0.068 | 0.068 | 0.068 | 0.035 | 0.035 | 0.069 | 0.063 | 0.063 | 0.059
1 | 15 | 0.068 | 0.068 | 0.068 | 0.035 | 0.035 | 0.069 | 0.064 | 0.064 | 0.059
1 | 16 | 0.069 | 0.069 | 0.069 | 0.035 | 0.035 | 0.069 | 0.065 | 0.065 | 0.062
1 | 17 | 0.069 | 0.069 | 0.069 | 0.035 | 0.035 | 0.068 | 0.066 | 0.066 | 0.062
1 | 18 | 0.068 | 0.068 | 0.068 | 0.035 | 0.035 | 0.064 | 0.063 | 0.063 | 0.061
1 | 19 | 0.069 | 0.069 | 0.069 | 0.035 | 0.035 | 0.062 | 0.062 | 0.062 | 0.062
1 | 20 | 0.068 | 0.068 | 0.068 | 0.035 | 0.035 | 0.059 | 0.061 | 0.061 | 0.059
1 | 21 | 0.067 | 0.067 | 0.067 | 0.035 | 0.035 | 0.057 | 0.06 | 0.06 | 0.057
1 | 22 | 0.063 | 0.063 | 0.063 | 0.035 | 0.035 | 0.053 | 0.057 | 0.057 | 0.056
1 | 23 | 0.061 | 0.061 | 0.061 | 0.036 | 0.036 | 0.054 | 0.059 | 0.059 | 0.057
1 | 24 | 0.062 | 0.062 | 0.062 | 0.042 | 0.042 | 0.053 | 0.06 | 0.06 | 0.062
1 | 25 | 0.062 | 0.062 | 0.062 | 0.045 | 0.045 | 0.052 | 0.064 | 0.064 | 0.066
1 | 26 | 0.06 | 0.06 | 0.06 | 0.047 | 0.047 | 0.048 | 0.064 | 0.064 | 0.066
1 | 27 | 0.059 | 0.059 | 0.059 | 0.054 | 0.054 | 0.045 | 0.061 | 0.061 | 0.065
1 | 28 | 0.06 | 0.06 | 0.06 | 0.057 | 0.057 | 0.052 | 0.062 | 0.062 | 0.065
1 | 29 | 0.061 | 0.061 | 0.061 | 0.058 | 0.058 | 0.058 | 0.064 | 0.064 | 0.067
1 | 30 | 0.062 | 0.062 | 0.062 | 0.058 | 0.058 | 0.062 | 0.063 | 0.063 | 0.068
1 | 31 | 0.063 | 0.063 | 0.063 | 0.058 | 0.058 | 0.064 | 0.065 | 0.065 | 0.068
2 | 1 | 0.062 | 0.062 | 0.062 | 0.059 | 0.059 | 0.058 | 0.066 | 0.066 | 0.073
2 | 2 | 0.06 | 0.06 | 0.06 | 0.062 | 0.062 | 0.059 | 0.064 | 0.064 | 0.072
2 | 3 | 0.064 | 0.064 | 0.064 | 0.062 | 0.062 | 0.056 | 0.067 | 0.067 | 0.073
2 | 4 | 0.066 | 0.066 | 0.066 | 0.062 | 0.062 | 0.056 | 0.067 | 0.067 | 0.075
2 | 5 | 0.065 | 0.065 | 0.065 | 0.051 | 0.051 | 0.059 | 0.068 | 0.068 | 0.075
2 | 6 | 0.066 | 0.066 | 0.066 | 0.047 | 0.047 | 0.061 | 0.07 | 0.07 | 0.075
2 | 7 | 0.068 | 0.068 | 0.068 | 0.05 | 0.05 | 0.076 | 0.072 | 0.072 | 0.077
2 | 8 | 0.072 | 0.072 | 0.072 | 0.049 | 0.049 | 0.085 | 0.075 | 0.075 | 0.079
2 | 9 | 0.075 | 0.075 | 0.075 | 0.049 | 0.049 | 0.09 | 0.074 | 0.074 | 0.079
2 | 10 | 0.074 | 0.074 | 0.074 | 0.048 | 0.048 | 0.086 | 0.074 | 0.074 | 0.081
2 | 11 | 0.076 | 0.076 | 0.076 | 0.045 | 0.045 | 0.092 | 0.077 | 0.077 | 0.082
2 | 12 | 0.079 | 0.079 | 0.079 | 0.046 | 0.046 | 0.094 | 0.076 | 0.076 | 0.082
2 | 13 | 0.082 | 0.082 | 0.082 | 0.047 | 0.047 | 0.099 | 0.079 | 0.079 | 0.083
2 | 14 | 0.084 | 0.084 | 0.084 | 0.047 | 0.047 | 0.101 | 0.081 | 0.081 | 0.083
2 | 15 | 0.082 | 0.082 | 0.082 | 0.055 | 0.055 | 0.1 | 0.079 | 0.079 | 0.081
2 | 16 | 0.084 | 0.084 | 0.084 | 0.055 | 0.055 | 0.101 | 0.083 | 0.083 | 0.083
2 | 17 | 0.084 | 0.084 | 0.084 | 0.056 | 0.056 | 0.101 | 0.085 | 0.085 | 0.085
2 | 18 | 0.083 | 0.083 | 0.083 | 0.056 | 0.056 | 0.099 | 0.083 | 0.083 | 0.086
2 | 19 | 0.082 | 0.082 | 0.082 | 0.056 | 0.056 | 0.099 | 0.083 | 0.083 | 0.084
2 | 20 | 0.085 | 0.085 | 0.085 | 0.058 | 0.058 | 0.102 | 0.087 | 0.087 | 0.088
2 | 21 | 0.085 | 0.085 | 0.085 | 0.056 | 0.056 | 0.101 | 0.087 | 0.087 | 0.089
2 | 22 | 0.084 | 0.084 | 0.084 | 0.052 | 0.052 | 0.099 | 0.084 | 0.084 | 0.086
2 | 23 | 0.082 | 0.082 | 0.082 | 0.049 | 0.049 | 0.102 | 0.08 | 0.08 | 0.082
2 | 24 | 0.08 | 0.08 | 0.08 | 0.047 | 0.047 | 0.1 | 0.077 | 0.077 | 0.079
2 | 25 | 0.079 | 0.079 | 0.079 | 0.04 | 0.04 | 0.098 | 0.077 | 0.077 | 0.078
2 | 26 | 0.079 | 0.079 | 0.079 | 0.038 | 0.038 | 0.091 | 0.077 | 0.077 | 0.078
2 | 27 | 0.077 | 0.077 | 0.077 | 0.038 | 0.038 | 0.085 | 0.075 | 0.075 | 0.076
2 | 28 | 0.075 | 0.075 | 0.075 | 0.039 | 0.039 | 0.081 | 0.074 | 0.074 | 0.075
2 | 29 | 0.073 | 0.073 | 0.073 | 0.039 | 0.039 | 0.079 | 0.071 | 0.071 | 0.074
3 | 1 | 0.072 | 0.072 | 0.072 | 0.041 | 0.041 | 0.082 | 0.071 | 0.071 | 0.069
3 | 2 | 0.073 | 0.073 | 0.073 | 0.038 | 0.038 | 0.081 | 0.072 | 0.072 | 0.07
3 | 3 | 0.072 | 0.072 | 0.072 | 0.043 | 0.043 | 0.081 | 0.072 | 0.072 | 0.07
3 | 4 | 0.072 | 0.072 | 0.072 | 0.046 | 0.046 | 0.078 | 0.072 | 0.072 | 0.069
3 | 5 | 0.072 | 0.072 | 0.072 | 0.054 | 0.054 | 0.074 | 0.072 | 0.072 | 0.069
3 | 6 | 0.07 | 0.07 | 0.07 | 0.049 | 0.049 | 0.071 | 0.071 | 0.071 | 0.069
3 | 7 | 0.07 | 0.07 | 0.07 | 0.043 | 0.043 | 0.054 | 0.069 | 0.069 | 0.069
3 | 8 | 0.065 | 0.065 | 0.065 | 0.042 | 0.042 | 0.044 | 0.067 | 0.067 | 0.066
3 | 9 | 0.062 | 0.062 | 0.062 | 0.046 | 0.046 | 0.04 | 0.064 | 0.064 | 0.064
3 | 10 | 0.061 | 0.061 | 0.061 | 0.047 | 0.047 | 0.039 | 0.064 | 0.064 | 0.062
3 | 11 | 0.058 | 0.058 | 0.058 | 0.046 | 0.046 | 0.032 | 0.064 | 0.064 | 0.062
3 | 12 | 0.057 | 0.057 | 0.057 | 0.045 | 0.045 | 0.028 | 0.065 | 0.065 | 0.063
3 | 13 | 0.054 | 0.054 | 0.054 | 0.044 | 0.044 | 0.022 | 0.063 | 0.063 | 0.063
3 | 14 | 0.051 | 0.051 | 0.051 | 0.044 | 0.044 | 0.019 | 0.061 | 0.061 | 0.061
3 | 15 | 0.052 | 0.052 | 0.052 | 0.044 | 0.044 | 0.019 | 0.061 | 0.061 | 0.061
3 | 16 | 0.048 | 0.048 | 0.048 | 0.044 | 0.044 | 0.018 | 0.057 | 0.057 | 0.058
3 | 17 | 0.046 | 0.046 | 0.046 | 0.042 | 0.042 | 0.017 | 0.053 | 0.053 | 0.052
3 | 18 | 0.047 | 0.047 | 0.047 | 0.049 | 0.049 | 0.02 | 0.055 | 0.055 | 0.051
3 | 19 | 0.047 | 0.047 | 0.047 | 0.051 | 0.051 | 0.02 | 0.053 | 0.053 | 0.052
3 | 20 | 0.044 | 0.044 | 0.044 | 0.052 | 0.052 | 0.016 | 0.05 | 0.05 | 0.047
3 | 21 | 0.043 | 0.043 | 0.043 | 0.054 | 0.054 | 0.014 | 0.049 | 0.049 | 0.046
3 | 22 | 0.044 | 0.044 | 0.044 | 0.053 | 0.053 | 0.016 | 0.048 | 0.048 | 0.045
3 | 23 | 0.044 | 0.044 | 0.044 | 0.053 | 0.053 | 0.014 | 0.049 | 0.049 | 0.044
3 | 24 | 0.045 | 0.045 | 0.045 | 0.056 | 0.056 | 0.015 | 0.049 | 0.049 | 0.044
3 | 25 | 0.044 | 0.044 | 0.044 | 0.059 | 0.059 | 0.015 | 0.048 | 0.048 | 0.043
3 | 26 | 0.041 | 0.041 | 0.041 | 0.06 | 0.06 | 0.015 | 0.046 | 0.046 | 0.042
3 | 27 | 0.04 | 0.04 | 0.04 | 0.062 | 0.062 | 0.016 | 0.045 | 0.045 | 0.041
3 | 28 | 0.04 | 0.04 | 0.04 | 0.061 | 0.061 | 0.016 | 0.045 | 0.045 | 0.039
3 | 29 | 0.041 | 0.041 | 0.041 | 0.061 | 0.061 | 0.018 | 0.044 | 0.044 | 0.039
3 | 30 | 0.04 | 0.04 | 0.04 | 0.059 | 0.059 | 0.015 | 0.042 | 0.042 | 0.038
3 | 31 | 0.04 | 0.04 | 0.04 | 0.058 | 0.058 | 0.017 | 0.043 | 0.043 | 0.037
4 | 1 | 0.039 | 0.039 | 0.039 | 0.053 | 0.053 | 0.016 | 0.04 | 0.04 | 0.037
4 | 2 | 0.037 | 0.037 | 0.037 | 0.05 | 0.05 | 0.016 | 0.038 | 0.038 | 0.036
4 | 3 | 0.037 | 0.037 | 0.037 | 0.044 | 0.044 | 0.02 | 0.037 | 0.037 | 0.034
4 | 4 | 0.038 | 0.038 | 0.038 | 0.044 | 0.044 | 0.02 | 0.037 | 0.037 | 0.033
4 | 5 | 0.036 | 0.036 | 0.036 | 0.045 | 0.045 | 0.02 | 0.035 | 0.035 | 0.031
4 | 6 | 0.039 | 0.039 | 0.039 | 0.044 | 0.044 | 0.022 | 0.036 | 0.036 | 0.032
4 | 7 | 0.038 | 0.038 | 0.038 | 0.041 | 0.041 | 0.022 | 0.038 | 0.038 | 0.032
4 | 8 | 0.037 | 0.037 | 0.037 | 0.04 | 0.04 | 0.023 | 0.036 | 0.036 | 0.031
4 | 9 | 0.036 | 0.036 | 0.036 | 0.039 | 0.039 | 0.023 | 0.032 | 0.032 | 0.028
4 | 10 | 0.033 | 0.033 | 0.033 | 0.039 | 0.039 | 0.023 | 0.03 | 0.03 | 0.025
4 | 11 | 0.032 | 0.032 | 0.032 | 0.039 | 0.039 | 0.023 | 0.028 | 0.028 | 0.023
4 | 12 | 0.031 | 0.031 | 0.031 | 0.042 | 0.042 | 0.024 | 0.027 | 0.027 | 0.022
4 | 13 | 0.03 | 0.03 | 0.03 | 0.035 | 0.035 | 0.024 | 0.027 | 0.027 | 0.022
4 | 14 | 0.032 | 0.032 | 0.032 | 0.035 | 0.035 | 0.025 | 0.027 | 0.027 | 0.023
4 | 15 | 0.032 | 0.032 | 0.032 | 0.035 | 0.035 | 0.026 | 0.027 | 0.027 | 0.024
4 | 16 | 0.03 | 0.03 | 0.03 | 0.028 | 0.028 | 0.023 | 0.024 | 0.024 | 0.021
4 | 17 | 0.028 | 0.028 | 0.028 | 0.026 | 0.026 | 0.023 | 0.023 | 0.023 | 0.02
4 | 18 | 0.028 | 0.028 | 0.028 | 0.023 | 0.023 | 0.023 | 0.022 | 0.022 | 0.02
4 | 19 | 0.026 | 0.026 | 0.026 | 0.021 | 0.021 | 0.024 | 0.022 | 0.022 | 0.018
4 | 20 | 0.025 | 0.025 | 0.025 | 0.02 | 0.02 | 0.022 | 0.021 | 0.021 | 0.018
4 | 21 | 0.024 | 0.024 | 0.024 | 0.022 | 0.022 | 0.021 | 0.02 | 0.02 | 0.017
4 | 22 | 0.023 | 0.023 | 0.023 | 0.019 | 0.019 | 0.02 | 0.02 | 0.02 | 0.016
4 | 23 | 0.023 | 0.023 | 0.023 | 0.018 | 0.018 | 0.02 | 0.02 | 0.02 | 0.016
4 | 24 | 0.024 | 0.024 | 0.024 | 0.013 | 0.013 | 0.02 | 0.02 | 0.02 | 0.016
4 | 25 | 0.023 | 0.023 | 0.023 | 0.011 | 0.011 | 0.019 | 0.019 | 0.019 | 0.016
4 | 26 | 0.023 | 0.023 | 0.023 | 0.011 | 0.011 | 0.019 | 0.018 | 0.018 | 0.016
4 | 27 | 0.021 | 0.021 | 0.021 | 0.011 | 0.011 | 0.017 | 0.017 | 0.017 | 0.014
4 | 28 | 0.021 | 0.021 | 0.021 | 0.01 | 0.01 | 0.017 | 0.018 | 0.018 | 0.014
4 | 29 | 0.019 | 0.019 | 0.019 | 0.01 | 0.01 | 0.012 | 0.016 | 0.016 | 0.013
4 | 30 | 0.017 | 0.017 | 0.017 | 0.012 | 0.012 | 0.012 | 0.015 | 0.015 | 0.011
5 | 1 | 0.017 | 0.017 | 0.017 | 0.015 | 0.015 | 0.012 | 0.014 | 0.014 | 0.01
5 | 2 | 0.015 | 0.015 | 0.015 | 0.013 | 0.013 | 0.009 | 0.013 | 0.013 | 0.009
5 | 3 | 0.013 | 0.013 | 0.013 | 0.014 | 0.014 | 0.009 | 0.011 | 0.011 | 0.008
5 | 4 | 0.012 | 0.012 | 0.012 | 0.014 | 0.014 | 0.008 | 0.011 | 0.011 | 0.008
5 | 5 | 0.009 | 0.009 | 0.009 | 0.014 | 0.014 | 0.006 | 0.008 | 0.008 | 0.006
5 | 6 | 0.008 | 0.008 | 0.008 | 0.014 | 0.014 | 0.006 | 0.006 | 0.006 | 0.005
5 | 7 | 0.007 | 0.007 | 0.007 | 0.014 | 0.014 | 0.005 | 0.005 | 0.005 | 0.004
5 | 8 | 0.007 | 0.007 | 0.007 | 0.014 | 0.014 | 0.008 | 0.006 | 0.006 | 0.004
5 | 9 | 0.007 | 0.007 | 0.007 | 0.013 | 0.013 | 0.007 | 0.006 | 0.006 | 0.005
5 | 10 | 0.007 | 0.007 | 0.007 | 0.013 | 0.013 | 0.007 | 0.006 | 0.006 | 0.005
5 | 11 | 0.006 | 0.006 | 0.006 | 0.01 | 0.01 | 0.007 | 0.005 | 0.005 | 0.005
5 | 12 | 0.006 | 0.006 | 0.006 | 0.011 | 0.011 | 0.007 | 0.005 | 0.005 | 0.005
5 | 13 | 0.005 | 0.005 | 0.005 | 0.011 | 0.011 | 0.005 | 0.004 | 0.004 | 0.003
5 | 14 | 0.005 | 0.005 | 0.005 | 0.012 | 0.012 | 0.005 | 0.004 | 0.004 | 0.003
5 | 15 | 0.004 | 0.004 | 0.004 | 0.012 | 0.012 | 0.005 | 0.004 | 0.004 | 0.003
5 | 16 | 0.004 | 0.004 | 0.004 | 0.012 | 0.012 | 0.005 | 0.004 | 0.004 | 0.003
5 | 17 | 0.005 | 0.005 | 0.005 | 0.012 | 0.012 | 0.005 | 0.004 | 0.004 | 0.003
5 | 18 | 0.005 | 0.005 | 0.005 | 0.012 | 0.012 | 0.004 | 0.004 | 0.004 | 0.003
5 | 19 | 0.004 | 0.004 | 0.004 | 0.013 | 0.013 | 0.004 | 0.004 | 0.004 | 0.003
5 | 20 | 0.004 | 0.004 | 0.004 | 0.011 | 0.011 | 0.003 | 0.003 | 0.003 | 0.003
5 | 21 | 0.004 | 0.004 | 0.004 | 0.011 | 0.011 | 0.003 | 0.003 | 0.003 | 0.003
5 | 22 | 0.005 | 0.005 | 0.005 | 0.009 | 0.009 | 0.003 | 0.004 | 0.004 | 0.003
5 | 23 | 0.005 | 0.005 | 0.005 | 0.009 | 0.009 | 0.003 | 0.004 | 0.004 | 0.003
5 | 24 | 0.005 | 0.005 | 0.005 | 0.009 | 0.009 | 0.003 | 0.004 | 0.004 | 0.003
5 | 25 | 0.005 | 0.005 | 0.005 | 0.009 | 0.009 | 0.003 | 0.004 | 0.004 | 0.003
5 | 26 | 0.005 | 0.005 | 0.005 | 0.01 | 0.01 | 0.003 | 0.004 | 0.004 | 0.004
5 | 27 | 0.005 | 0.005 | 0.005 | 0.01 | 0.01 | 0.003 | 0.004 | 0.004 | 0.004
5 | 28 | 0.004 | 0.004 | 0.004 | 0.01 | 0.01 | 0.003 | 0.004 | 0.004 | 0.004
5 | 29 | 0.004 | 0.004 | 0.004 | 0.008 | 0.008 | 0.003 | 0.004 | 0.004 | 0.004
5 | 30 | 0.004 | 0.004 | 0.004 | 0.005 | 0.005 | 0.003 | 0.004 | 0.004 | 0.004
5 | 31 | 0.004 | 0.004 | 0.004 | 0.005 | 0.005 | 0.003 | 0.004 | 0.004 | 0.004
6 | 1 | 0.004 | 0.004 | 0.004 | 0.003 | 0.003 | 0.004 | 0.004 | 0.004 | 0.004
6 | 2 | 0.004 | 0.004 | 0.004 | 0.004 | 0.004 | 0.004 | 0.004 | 0.004 | 0.004
6 | 3 | 0.004 | 0.004 | 0.004 | 0.004 | 0.004 | 0.004 | 0.005 | 0.005 | 0.004
6 | 4 | 0.004 | 0.004 | 0.004 | 0.004 | 0.004 | 0.004 | 0.005 | 0.005 | 0.004
6 | 5 | 0.004 | 0.004 | 0.004 | 0.004 | 0.004 | 0.004 | 0.005 | 0.005 | 0.004
6 | 6 | 0.004 | 0.004 | 0.004 | 0.004 | 0.004 | 0.001 | 0.004 | 0.004 | 0.004
6 | 7 | 0.004 | 0.004 | 0.004 | 0.004 | 0.004 | 0.001 | 0.003 | 0.003 | 0.003
6 | 8 | 0.004 | 0.004 | 0.004 | 0.004 | 0.004 | 0.001 | 0.003 | 0.003 | 0.002
6 | 9 | 0.004 | 0.004 | 0.004 | 0.004 | 0.004 | 0.001 | 0.003 | 0.003 | 0.002
6 | 10 | 0.004 | 0.004 | 0.004 | 0.004 | 0.004 | 0.001 | 0.003 | 0.003 | 0.002
6 | 11 | 0.004 | 0.004 | 0.004 | 0.003 | 0.003 | 0.001 | 0.003 | 0.003 | 0.002
6 | 12 | 0.003 | 0.003 | 0.003 | 0.002 | 0.002 | 0.001 | 0.003 | 0.003 | 0.002
6 | 13 | 0.003 | 0.003 | 0.003 | 0.002 | 0.002 | 0.001 | 0.003 | 0.003 | 0.002
6 | 14 | 0.003 | 0.003 | 0.003 | 0.002 | 0.002 | 0 | 0.003 | 0.003 | 0.002
6 | 15 | 0.003 | 0.003 | 0.003 | 0.002 | 0.002 | 0 | 0.003 | 0.003 | 0.002
6 | 16 | 0.003 | 0.003 | 0.003 | 0.001 | 0.001 | 0 | 0.003 | 0.003 | 0.002
6 | 17 | 0.003 | 0.003 | 0.003 | 0.001 | 0.001 | 0 | 0.003 | 0.003 | 0.002
6 | 18 | 0.003 | 0.003 | 0.003 | 0.001 | 0.001 | 0 | 0.003 | 0.003 | 0.002
6 | 19 | 0.003 | 0.003 | 0.003 | 0.001 | 0.001 | 0 | 0.003 | 0.003 | 0.002
6 | 20 | 0.002 | 0.002 | 0.002 | 0.001 | 0.001 | 0 | 0.002 | 0.002 | 0.001
6 | 21 | 0.002 | 0.002 | 0.002 | 0.001 | 0.001 | 0 | 0.002 | 0.002 | 0.001
6 | 22 | 0.002 | 0.002 | 0.002 | 0.001 | 0.001 | 0 | 0.002 | 0.002 | 0.001
6 | 23 | 0.002 | 0.002 | 0.002 | 0.001 | 0.001 | 0 | 0.002 | 0.002 | 0.001
6 | 24 | 0.002 | 0.002 | 0.002 | 0.001 | 0.001 | 0 | 0.001 | 0.001 | 0.002
6 | 25 | 0.001 | 0.001 | 0.001 | 0 | 0 | 0 | 0.001 | 0.001 | 0.001
6 | 26 | 0.001 | 0.001 | 0.001 | 0 | 0 | 0 | 0.001 | 0.001 | 0.001
6 | 27 | 0.001 | 0.001 | 0.001 | 0 | 0 | 0 | 0.001 | 0.001 | 0.001
6 | 28 | 0.001 | 0.001 | 0.001 | 0 | 0 | 0 | 0.001 | 0.001 | 0.001
6 | 29 | 0.001 | 0.001 | 0.001 | 0 | 0 | 0 | 0.001 | 0.001 | 0.001
6 | 30 | 0.001 | 0.001 | 0.001 | 0 | 0 | 0 | 0.001 | 0.001 | 0.001
7 | 1 | 0.001 | 0.001 | 0.001 | 0 | 0 | 0 | 0.001 | 0.001 | 0.001
7 | 2 | 0.001 | 0.001 | 0.001 | 0 | 0 | 0 | 0 | 0 | 0.001
7 | 3 | 0.001 | 0.001 | 0.001 | 0 | 0 | 0 | 0.001 | 0.001 | 0.001
7 | 4 | 0.001 | 0.001 | 0.001 | 0 | 0 | 0 | 0.001 | 0.001 | 0.001
7 | 5 | 0.001 | 0.001 | 0.001 | 0 | 0 | 0 | 0.001 | 0.001 | 0.001
7 | 6 | 0.001 | 0.001 | 0.001 | 0 | 0 | 0 | 0.001 | 0.001 | 0.001
7 | 7 | 0.001 | 0.001 | 0.001 | 0 | 0 | 0 | 0.001 | 0.001 | 0.001
7 | 8 | 0 | 0 | 0 | 0 | 0 | 0 | 0.001 | 0.001 | 0.001
7 | 9 | 0 | 0 | 0 | 0 | 0 | 0 | 0.001 | 0.001 | 0.001
7 | 10 | 0 | 0 | 0 | 0 | 0 | 0 | 0.001 | 0.001 | 0.001
7 | 11 | 0 | 0 | 0 | 0 | 0 | 0 | 0.001 | 0.001 | 0.001
7 | 12 | 0 | 0 | 0 | 0 | 0 | 0 | 0.001 | 0.001 | 0.001
7 | 13 | 0 | 0 | 0 | 0 | 0 | 0 | 0.001 | 0.001 | 0.001
7 | 14 | 0 | 0 | 0 | 0 | 0 | 0 | 0.001 | 0.001 | 0.001
7 | 15 | 0 | 0 | 0 | 0 | 0 | 0 | 0.001 | 0.001 | 0.001
7 | 16 | 0 | 0 | 0 | 0.001 | 0.001 | 0 | 0.001 | 0.001 | 0.001
7 | 17 | 0 | 0 | 0 | 0.001 | 0.001 | 0 | 0.001 | 0.001 | 0.001
7 | 18 | 0 | 0 | 0 | 0.001 | 0.001 | 0 | 0.001 | 0.001 | 0.001
7 | 19 | 0 | 0 | 0 | 0.001 | 0.001 | 0 | 0.001 | 0.001 | 0.001
7 | 20 | 0 | 0 | 0 | 0.001 | 0.001 | 0 | 0.001 | 0.001 | 0.001
7 | 21 | 0 | 0 | 0 | 0.001 | 0.001 | 0 | 0.001 | 0.001 | 0.001
7 | 22 | 0 | 0 | 0 | 0.001 | 0.001 | 0 | 0.001 | 0.001 | 0.001
7 | 23 | 0.001 | 0.001 | 0.001 | 0.001 | 0.001 | 0 | 0.001 | 0.001 | 0.001
7 | 24 | 0.001 | 0.001 | 0.001 | 0.002 | 0.002 | 0 | 0.001 | 0.001 | 0.001
7 | 25 | 0.001 | 0.001 | 0.001 | 0.002 | 0.002 | 0 | 0.001 | 0.001 | 0
7 | 26 | 0.001 | 0.001 | 0.001 | 0.002 | 0.002 | 0 | 0.001 | 0.001 | 0.001
7 | 27 | 0.001 | 0.001 | 0.001 | 0.002 | 0.002 | 0 | 0.001 | 0.001 | 0.001
7 | 28 | 0.001 | 0.001 | 0.001 | 0.002 | 0.002 | 0 | 0.001 | 0.001 | 0.001
7 | 29 | 0.001 | 0.001 | 0.001 | 0.002 | 0.002 | 0 | 0.001 | 0.001 | 0.001
7 | 30 | 0.001 | 0.001 | 0.001 | 0.002 | 0.002 | 0 | 0.001 | 0.001 | 0.001
7 | 31 | 0.001 | 0.001 | 0.001 | 0.002 | 0.002 | 0 | 0.001 | 0.001 | 0.001
8 | 1 | 0.001 | 0.001 | 0.001 | 0.002 | 0.002 | 0 | 0.001 | 0.001 | 0.001
8 | 2 | 0.001 | 0.001 | 0.001 | 0.002 | 0.002 | 0 | 0.001 | 0.001 | 0.001
8 | 3 | 0.001 | 0.001 | 0.001 | 0.002 | 0.002 | 0 | 0.001 | 0.001 | 0.001
8 | 4 | 0.001 | 0.001 | 0.001 | 0.002 | 0.002 | 0 | 0.001 | 0.001 | 0.001
8 | 5 | 0.001 | 0.001 | 0.001 | 0.002 | 0.002 | 0 | 0.001 | 0.001 | 0.001
8 | 6 | 0.001 | 0.001 | 0.001 | 0.002 | 0.002 | 0 | 0.001 | 0.001 | 0.001
8 | 7 | 0.001 | 0.001 | 0.001 | 0.002 | 0.002 | 0 | 0.001 | 0.001 | 0.001
8 | 8 | 0.001 | 0.001 | 0.001 | 0.002 | 0.002 | 0 | 0.001 | 0.001 | 0.001
8 | 9 | 0.001 | 0.001 | 0.001 | 0.002 | 0.002 | 0 | 0.001 | 0.001 | 0.001
8 | 10 | 0.001 | 0.001 | 0.001 | 0.002 | 0.002 | 0 | 0.001 | 0.001 | 0.001
8 | 11 | 0.001 | 0.001 | 0.001 | 0.002 | 0.002 | 0 | 0.001 | 0.001 | 0.001
8 | 12 | 0.001 | 0.001 | 0.001 | 0.002 | 0.002 | 0 | 0.001 | 0.001 | 0.001
8 | 13 | 0.001 | 0.001 | 0.001 | 0.002 | 0.002 | 0 | 0.001 | 0.001 | 0.001
8 | 14 | 0.001 | 0.001 | 0.001 | 0 | 0 | 0 | 0.001 | 0.001 | 0.001
8 | 15 | 0.001 | 0.001 | 0.001 | 0 | 0 | 0 | 0.001 | 0.001 | 0
8 | 16 | 0.001 | 0.001 | 0.001 | 0 | 0 | 0 | 0.001 | 0.001 | 0
8 | 17 | 0.001 | 0.001 | 0.001 | 0 | 0 | 0 | 0.001 | 0.001 | 0
8 | 18 | 0.002 | 0.002 | 0.002 | 0 | 0 | 0 | 0.001 | 0.001 | 0
8 | 19 | 0.002 | 0.002 | 0.002 | 0 | 0 | 0 | 0.001 | 0.001 | 0
8 | 20 | 0.002 | 0.002 | 0.002 | 0 | 0 | 0 | 0.001 | 0.001 | 0
8 | 21 | 0.002 | 0.002 | 0.002 | 0.002 | 0.002 | 0 | 0.001 | 0.001 | 0
8 | 22 | 0.002 | 0.002 | 0.002 | 0.009 | 0.009 | 0 | 0.001 | 0.001 | 0
8 | 23 | 0.002 | 0.002 | 0.002 | 0.009 | 0.009 | 0 | 0.001 | 0.001 | 0
8 | 24 | 0.002 | 0.002 | 0.002 | 0.009 | 0.009 | 0.001 | 0.001 | 0.001 | 0
8 | 25 | 0.002 | 0.002 | 0.002 | 0.009 | 0.009 | 0.001 | 0.001 | 0.001 | 0.001
8 | 26 | 0.002 | 0.002 | 0.002 | 0.009 | 0.009 | 0.001 | 0.001 | 0.001 | 0.001
8 | 27 | 0.002 | 0.002 | 0.002 | 0.009 | 0.009 | 0.001 | 0.001 | 0.001 | 0.001
8 | 28 | 0.002 | 0.002 | 0.002 | 0.009 | 0.009 | 0.001 | 0.001 | 0.001 | 0.001
8 | 29 | 0.002 | 0.002 | 0.002 | 0.009 | 0.009 | 0.001 | 0.001 | 0.001 | 0
8 | 30 | 0.002 | 0.002 | 0.002 | 0.009 | 0.009 | 0.001 | 0.001 | 0.001 | 0
8 | 31 | 0.002 | 0.002 | 0.002 | 0.009 | 0.009 | 0.001 | 0.001 | 0.001 | 0
9 | 1 | 0.002 | 0.002 | 0.002 | 0.009 | 0.009 | 0.001 | 0.001 | 0.001 | 0.001
9 | 2 | 0.002 | 0.002 | 0.002 | 0.009 | 0.009 | 0.001 | 0.001 | 0.001 | 0.001
9 | 3 | 0.003 | 0.003 | 0.003 | 0.012 | 0.012 | 0.001 | 0.001 | 0.001 | 0.001
9 | 4 | 0.003 | 0.003 | 0.003 | 0.019 | 0.019 | 0.001 | 0.001 | 0.001 | 0.001
9 | 5 | 0.003 | 0.003 | 0.003 | 0.025 | 0.025 | 0.001 | 0.001 | 0.001 | 0.001
9 | 6 | 0.003 | 0.003 | 0.003 | 0.025 | 0.025 | 0.001 | 0.002 | 0.002 | 0.001
9 | 7 | 0.003 | 0.003 | 0.003 | 0.025 | 0.025 | 0.001 | 0.002 | 0.002 | 0.001
9 | 8 | 0.003 | 0.003 | 0.003 | 0.025 | 0.025 | 0.002 | 0.003 | 0.003 | 0.002
9 | 9 | 0.004 | 0.004 | 0.004 | 0.025 | 0.025 | 0.002 | 0.003 | 0.003 | 0.002
9 | 10 | 0.004 | 0.004 | 0.004 | 0.025 | 0.025 | 0.002 | 0.003 | 0.003 | 0.002
9 | 11 | 0.005 | 0.005 | 0.005 | 0.028 | 0.028 | 0.002 | 0.005 | 0.005 | 0.004
9 | 12 | 0.006 | 0.006 | 0.006 | 0.028 | 0.028 | 0.002 | 0.005 | 0.005 | 0.005
9 | 13 | 0.006 | 0.006 | 0.006 | 0.028 | 0.028 | 0.002 | 0.005 | 0.005 | 0.005
9 | 14 | 0.006 | 0.006 | 0.006 | 0.028 | 0.028 | 0.002 | 0.005 | 0.005 | 0.005
9 | 15 | 0.007 | 0.007 | 0.007 | 0.028 | 0.028 | 0.002 | 0.005 | 0.005 | 0.005
9 | 16 | 0.008 | 0.008 | 0.008 | 0.028 | 0.028 | 0.003 | 0.005 | 0.005 | 0.005
9 | 17 | 0.009 | 0.009 | 0.009 | 0.028 | 0.028 | 0.003 | 0.005 | 0.005 | 0.005
9 | 18 | 0.009 | 0.009 | 0.009 | 0.028 | 0.028 | 0.003 | 0.005 | 0.005 | 0.005
9 | 19 | 0.009 | 0.009 | 0.009 | 0.026 | 0.026 | 0.003 | 0.005 | 0.005 | 0.005
9 | 20 | 0.009 | 0.009 | 0.009 | 0.018 | 0.018 | 0.003 | 0.006 | 0.006 | 0.005
9 | 21 | 0.009 | 0.009 | 0.009 | 0.018 | 0.018 | 0.003 | 0.005 | 0.005 | 0.005
9 | 22 | 0.01 | 0.01 | 0.01 | 0.018 | 0.018 | 0.004 | 0.006 | 0.006 | 0.006
9 | 23 | 0.01 | 0.01 | 0.01 | 0.018 | 0.018 | 0.004 | 0.006 | 0.006 | 0.005
9 | 24 | 0.01 | 0.01 | 0.01 | 0.018 | 0.018 | 0.004 | 0.006 | 0.006 | 0.005
9 | 25 | 0.01 | 0.01 | 0.01 | 0.023 | 0.023 | 0.004 | 0.007 | 0.007 | 0.006
9 | 26 | 0.01 | 0.01 | 0.01 | 0.023 | 0.023 | 0.004 | 0.008 | 0.008 | 0.007
9 | 27 | 0.011 | 0.011 | 0.011 | 0.023 | 0.023 | 0.005 | 0.009 | 0.009 | 0.008
9 | 28 | 0.012 | 0.012 | 0.012 | 0.023 | 0.023 | 0.006 | 0.009 | 0.009 | 0.009
9 | 29 | 0.012 | 0.012 | 0.012 | 0.023 | 0.023 | 0.006 | 0.009 | 0.009 | 0.009
9 | 30 | 0.012 | 0.012 | 0.012 | 0.023 | 0.023 | 0.007 | 0.01 | 0.01 | 0.009
10 | 1 | 0.012 | 0.012 | 0.012 | 0.023 | 0.023 | 0.007 | 0.01 | 0.01 | 0.009
10 | 2 | 0.012 | 0.012 | 0.012 | 0.022 | 0.022 | 0.008 | 0.01 | 0.01 | 0.009
10 | 3 | 0.013 | 0.013 | 0.013 | 0.015 | 0.015 | 0.009 | 0.011 | 0.011 | 0.009
10 | 4 | 0.015 | 0.015 | 0.015 | 0.009 | 0.009 | 0.01 | 0.011 | 0.011 | 0.01
10 | 5 | 0.016 | 0.016 | 0.016 | 0.009 | 0.009 | 0.012 | 0.012 | 0.012 | 0.012
10 | 6 | 0.019 | 0.019 | 0.019 | 0.009 | 0.009 | 0.018 | 0.014 | 0.014 | 0.013
10 | 7 | 0.019 | 0.019 | 0.019 | 0.009 | 0.009 | 0.017 | 0.013 | 0.013 | 0.013
10 | 8 | 0.019 | 0.019 | 0.019 | 0.009 | 0.009 | 0.017 | 0.013 | 0.013 | 0.014
10 | 9 | 0.019 | 0.019 | 0.019 | 0.009 | 0.009 | 0.018 | 0.014 | 0.014 | 0.014
10 | 10 | 0.017 | 0.017 | 0.017 | 0.007 | 0.007 | 0.018 | 0.012 | 0.012 | 0.012
10 | 11 | 0.017 | 0.017 | 0.017 | 0.007 | 0.007 | 0.019 | 0.012 | 0.012 | 0.012
10 | 12 | 0.018 | 0.018 | 0.018 | 0.007 | 0.007 | 0.019 | 0.013 | 0.013 | 0.013
10 | 13 | 0.021 | 0.021 | 0.021 | 0.007 | 0.007 | 0.032 | 0.017 | 0.017 | 0.015
10 | 14 | 0.02 | 0.02 | 0.02 | 0.007 | 0.007 | 0.032 | 0.018 | 0.018 | 0.016
10 | 15 | 0.02 | 0.02 | 0.02 | 0.007 | 0.007 | 0.033 | 0.018 | 0.018 | 0.016
10 | 16 | 0.02 | 0.02 | 0.02 | 0.007 | 0.007 | 0.033 | 0.019 | 0.019 | 0.017
10 | 17 | 0.021 | 0.021 | 0.021 | 0.007 | 0.007 | 0.033 | 0.02 | 0.02 | 0.017
10 | 18 | 0.021 | 0.021 | 0.021 | 0.007 | 0.007 | 0.034 | 0.02 | 0.02 | 0.018
10 | 19 | 0.021 | 0.021 | 0.021 | 0.009 | 0.009 | 0.034 | 0.02 | 0.02 | 0.018
10 | 20 | 0.021 | 0.021 | 0.021 | 0.009 | 0.009 | 0.034 | 0.02 | 0.02 | 0.018
10 | 21 | 0.021 | 0.021 | 0.021 | 0.009 | 0.009 | 0.034 | 0.02 | 0.02 | 0.018
10 | 22 | 0.021 | 0.021 | 0.021 | 0.009 | 0.009 | 0.034 | 0.021 | 0.021 | 0.019
10 | 23 | 0.022 | 0.022 | 0.022 | 0.009 | 0.009 | 0.034 | 0.021 | 0.021 | 0.019
10 | 24 | 0.022 | 0.022 | 0.022 | 0.006 | 0.006 | 0.035 | 0.02 | 0.02 | 0.019
10 | 25 | 0.022 | 0.022 | 0.022 | 0.006 | 0.006 | 0.035 | 0.02 | 0.02 | 0.017
10 | 26 | 0.022 | 0.022 | 0.022 | 0.006 | 0.006 | 0.036 | 0.02 | 0.02 | 0.018
10 | 27 | 0.021 | 0.021 | 0.021 | 0.011 | 0.011 | 0.036 | 0.021 | 0.021 | 0.019
10 | 28 | 0.023 | 0.023 | 0.023 | 0.013 | 0.013 | 0.036 | 0.023 | 0.023 | 0.022
10 | 29 | 0.024 | 0.024 | 0.024 | 0.014 | 0.014 | 0.035 | 0.024 | 0.024 | 0.023
10 | 30 | 0.025 | 0.025 | 0.025 | 0.014 | 0.014 | 0.035 | 0.025 | 0.025 | 0.024
10 | 31 | 0.026 | 0.026 | 0.026 | 0.013 | 0.013 | 0.035 | 0.025 | 0.025 | 0.024
11 | 1 | 0.024 | 0.024 | 0.024 | 0.012 | 0.012 | 0.034 | 0.024 | 0.024 | 0.024
11 | 2 | 0.023 | 0.023 | 0.023 | 0.013 | 0.013 | 0.033 | 0.025 | 0.025 | 0.023
11 | 3 | 0.021 | 0.021 | 0.021 | 0.013 | 0.013 | 0.03 | 0.024 | 0.024 | 0.023
11 | 4 | 0.02 | 0.02 | 0.02 | 0.015 | 0.015 | 0.025 | 0.023 | 0.023 | 0.021
11 | 5 | 0.02 | 0.02 | 0.02 | 0.015 | 0.015 | 0.024 | 0.023 | 0.023 | 0.021
11 | 6 | 0.021 | 0.021 | 0.021 | 0.018 | 0.018 | 0.025 | 0.025 | 0.025 | 0.021
11 | 7 | 0.022 | 0.022 | 0.022 | 0.025 | 0.025 | 0.026 | 0.026 | 0.026 | 0.024
11 | 8 | 0.024 | 0.024 | 0.024 | 0.025 | 0.025 | 0.026 | 0.027 | 0.027 | 0.026
11 | 9 | 0.024 | 0.024 | 0.024 | 0.025 | 0.025 | 0.025 | 0.027 | 0.027 | 0.026
11 | 10 | 0.025 | 0.025 | 0.025 | 0.025 | 0.025 | 0.026 | 0.029 | 0.029 | 0.028
11 | 11 | 0.025 | 0.025 | 0.025 | 0.026 | 0.026 | 0.014 | 0.029 | 0.029 | 0.029
11 | 12 | 0.026 | 0.026 | 0.026 | 0.029 | 0.029 | 0.017 | 0.03 | 0.03 | 0.031
11 | 13 | 0.027 | 0.027 | 0.027 | 0.029 | 0.029 | 0.018 | 0.031 | 0.031 | 0.031
11 | 14 | 0.027 | 0.027 | 0.027 | 0.029 | 0.029 | 0.018 | 0.032 | 0.032 | 0.031
11 | 15 | 0.028 | 0.028 | 0.028 | 0.029 | 0.029 | 0.019 | 0.033 | 0.033 | 0.035
11 | 16 | 0.029 | 0.029 | 0.029 | 0.029 | 0.029 | 0.023 | 0.034 | 0.034 | 0.036
11 | 17 | 0.029 | 0.029 | 0.029 | 0.028 | 0.028 | 0.023 | 0.034 | 0.034 | 0.036
11 | 18 | 0.03 | 0.03 | 0.03 | 0.029 | 0.029 | 0.023 | 0.035 | 0.035 | 0.036
11 | 19 | 0.03 | 0.03 | 0.03 | 0.036 | 0.036 | 0.022 | 0.035 | 0.035 | 0.037
11 | 20 | 0.03 | 0.03 | 0.03 | 0.036 | 0.036 | 0.022 | 0.036 | 0.036 | 0.036
11 | 21 | 0.032 | 0.032 | 0.032 | 0.036 | 0.036 | 0.024 | 0.037 | 0.037 | 0.037
11 | 22 | 0.034 | 0.034 | 0.034 | 0.034 | 0.034 | 0.023 | 0.038 | 0.038 | 0.038
11 | 23 | 0.035 | 0.035 | 0.035 | 0.034 | 0.034 | 0.029 | 0.041 | 0.041 | 0.041
11 | 24 | 0.037 | 0.037 | 0.037 | 0.034 | 0.034 | 0.03 | 0.042 | 0.042 | 0.041
11 | 25 | 0.036 | 0.036 | 0.036 | 0.029 | 0.029 | 0.03 | 0.041 | 0.041 | 0.039
11 | 26 | 0.036 | 0.036 | 0.036 | 0.028 | 0.028 | 0.03 | 0.039 | 0.039 | 0.037
11 | 27 | 0.038 | 0.038 | 0.038 | 0.027 | 0.027 | 0.03 | 0.041 | 0.041 | 0.04
11 | 28 | 0.036 | 0.036 | 0.036 | 0.027 | 0.027 | 0.03 | 0.04 | 0.04 | 0.039
11 | 29 | 0.038 | 0.038 | 0.038 | 0.027 | 0.027 | 0.032 | 0.04 | 0.04 | 0.039
11 | 30 | 0.038 | 0.038 | 0.038 | 0.027 | 0.027 | 0.032 | 0.04 | 0.04 | 0.039
12 | 1 | 0.039 | 0.039 | 0.039 | 0.027 | 0.027 | 0.035 | 0.041 | 0.041 | 0.04
12 | 2 | 0.042 | 0.042 | 0.042 | 0.026 | 0.026 | 0.042 | 0.043 | 0.043 | 0.041
12 | 3 | 0.045 | 0.045 | 0.045 | 0.025 | 0.025 | 0.042 | 0.046 | 0.046 | 0.046
12 | 4 | 0.047 | 0.047 | 0.047 | 0.026 | 0.026 | 0.043 | 0.046 | 0.046 | 0.047
12 | 5 | 0.047 | 0.047 | 0.047 | 0.024 | 0.024 | 0.042 | 0.046 | 0.046 | 0.047
12 | 6 | 0.049 | 0.049 | 0.049 | 0.017 | 0.017 | 0.043 | 0.046 | 0.046 | 0.046
12 | 7 | 0.051 | 0.051 | 0.051 | 0.017 | 0.017 | 0.046 | 0.049 | 0.049 | 0.048
12 | 8 | 0.054 | 0.054 | 0.054 | 0.017 | 0.017 | 0.047 | 0.052 | 0.052 | 0.05
12 | 9 | 0.054 | 0.054 | 0.054 | 0.017 | 0.017 | 0.046 | 0.05 | 0.05 | 0.047
12 | 10 | 0.051 | 0.051 | 0.051 | 0.016 | 0.016 | 0.046 | 0.048 | 0.048 | 0.044
12 | 11 | 0.053 | 0.053 | 0.053 | 0.013 | 0.013 | 0.045 | 0.048 | 0.048 | 0.044
12 | 12 | 0.052 | 0.052 | 0.052 | 0.013 | 0.013 | 0.044 | 0.046 | 0.046 | 0.046
12 | 13 | 0.052 | 0.052 | 0.052 | 0.013 | 0.013 | 0.043 | 0.047 | 0.047 | 0.046
12 | 14 | 0.053 | 0.053 | 0.053 | 0.017 | 0.017 | 0.045 | 0.049 | 0.049 | 0.043
12 | 15 | 0.054 | 0.054 | 0.054 | 0.019 | 0.019 | 0.043 | 0.051 | 0.051 | 0.046
12 | 16 | 0.055 | 0.055 | 0.055 | 0.019 | 0.019 | 0.043 | 0.051 | 0.051 | 0.046
12 | 17 | 0.056 | 0.056 | 0.056 | 0.017 | 0.017 | 0.044 | 0.052 | 0.052 | 0.047
12 | 18 | 0.056 | 0.056 | 0.056 | 0.01 | 0.01 | 0.045 | 0.052 | 0.052 | 0.047
12 | 19 | 0.057 | 0.057 | 0.057 | 0.01 | 0.01 | 0.045 | 0.051 | 0.051 | 0.048
12 | 20 | 0.058 | 0.058 | 0.058 | 0.01 | 0.01 | 0.048 | 0.053 | 0.053 | 0.05
12 | 21 | 0.058 | 0.058 | 0.058 | 0.01 | 0.01 | 0.05 | 0.057 | 0.057 | 0.052
12 | 22 | 0.059 | 0.059 | 0.059 | 0.01 | 0.01 | 0.049 | 0.056 | 0.056 | 0.054
12 | 23 | 0.061 | 0.061 | 0.061 | 0.01 | 0.01 | 0.049 | 0.058 | 0.058 | 0.057
12 | 24 | 0.065 | 0.065 | 0.065 | 0.011 | 0.011 | 0.053 | 0.06 | 0.06 | 0.059
12 | 25 | 0.068 | 0.068 | 0.068 | 0.011 | 0.011 | 0.055 | 0.06 | 0.06 | 0.058
12 | 26 | 0.067 | 0.067 | 0.067 | 0.011 | 0.011 | 0.059 | 0.061 | 0.061 | 0.055
12 | 27 | 0.068 | 0.068 | 0.068 | 0.011 | 0.011 | 0.059 | 0.062 | 0.062 | 0.055
12 | 28 | 0.071 | 0.071 | 0.071 | 0.011 | 0.011 | 0.064 | 0.064 | 0.064 | 0.058
12 | 29 | 0.074 | 0.074 | 0.074 | 0.01 | 0.01 | 0.068 | 0.068 | 0.068 | 0.061
12 | 30 | 0.074 | 0.074 | 0.074 | 0.011 | 0.011 | 0.065 | 0.068 | 0.068 | 0.062
12 | 31 | 0.073 | 0.073 | 0.073 | 0.011 | 0.011 | 0.058 | 0.065 | 0.065 | 0.061